## All products, sortable
Preces kods | Apraksts | Cena, EUR, bez PVN
02133005 | Washer for RVAN5../RVAN10.. actuator 3mm thick with Ø14mm hole | 10.71
105074 | Heat sink for TTK and TTKN series | 99.3174
1884709 | Nut and olive 3/4", K18 | 12.9948
1885136 | Nut and olive 1/2", K12, chrome plated | 6.8544
1886274 | Nut and olive 3/4", K15, chrome plated | 9.1392
1886282 | Nut and olive 1", K22 | 10.71
2921451401 | Adapter, brass, Belimo and TAC 14-514-4 | 12.9948
2951352501 | Plastratt för ZMD/ZTVB/ZTRB grå ritning 13-525-0 | 4.5696
4160801 | Nut and olive 1/2" | 6.8544
ABV24-S-300/D | Alarm unit with service alarm for smoke detectors, 24V AC, DIN-rail | 122.2368
ABV-S-300/D | Alarm unit with service alarm for smoke detectors, 230V AC, DIN-rail | 126.8064
ACC:10 | Adjustable clamp connector for TG-D3, (10pcs) | 74.1132
ADAPTER | Adapter from 1/4" to 1/2" | 6.1404
AFS1 | Flow switch for air, working temperature -40...+80°C, duct -10...+85°C | 47.3382
AL230A | Room controller, temperature, 0-10V, 230V AC | 86.3226
AL24A1K | Duct controller, 24V, 0-10V | 104.6724
AL24A1T | Room controller, 24V, 0-10V or 3-point | 80.2536
ALC230A | Room controller, temperature and CO2, 0-10V, 230V AC | 321.3
ANS-1 | Pressure outlet (60° cut), 2pcs + 2m plastic tube | 5.355
ANS-20 | Pressure outlet (straight), 2pcs + 2m plastic tube | 7.6398
ANS-3 | Pressure outlet 2 pcs: metal, 90° angled, + 2m plastic tube | 11.4954
AQUA24TF | Controller with active frost protection, 3-point, 24V, room mounting | 140.5866
ASC77.1E | External aux. switch (1) for RDAS with torque 7Nm, 18Nm, 20Nm and 35Nm | 47.3382
ASC77.2E | External aux. switch (2) for RDAS with torque 7Nm, 18Nm, 20Nm and 35Nm | 66.4734
ASK71.14 | Rotary/linear set with lever and plate for RDAS20 | 64.1886
ASK71.6 | Rotary/linear set with lever and plate for RDAS5 and RDAS10 | 65.688
ASK71.9 | Damper crank arm for RDAS with torque 5-35Nm | 56.5488
ASK74.7 | Shaft extension for RDAS with torque 7-35Nm | 129.8766
ASK78.6 | Centering insert for RDAS5 and RDAS10, 8x8mm square profile | 4.5696
ASK78.7 | Centering insert for RDAS5 and RDAS10, 10x10mm square profile | 6.1404
AVDT25N | Air velocity transmitter 0-10, 0-15, 0-20m/s, 24V, duct mounting | 241.332
BATTERY-EM | Battery for energy meter, 3 V, lithium | Cena uz pieprasījumu
BF215-0.63 | Control valve, 2-way, DN15, kvs 0.63, for RVAN | 98.532
BF215-1.0 | Control valve, 2-way, DN15, kvs 1.0, for RVAN | 98.532
BF215-1.6 | Control valve, 2-way, DN15, kvs 1.6, for RVAN | 98.532
BF215-2.1 | Control valve, 2-way, DN15, kvs 2.1, for RVAN | 98.532
BF215-2.7 | Control valve, 2-way, DN15, kvs 2.7, for RVAN | 98.532
BF220-4.2 | Control valve, 2-way, DN20, kvs 4.2, for RVAN | 102.3876
BF220-5.6 | Control valve, 2-way, DN20, kvs 5.6, for RVAN | 102.3876
BF225-10 | Control valve, 2-way, DN25, kvs 10, for RVAN | 106.9572
BF232-16 | Control valve, 2-way, DN32, kvs 16, for RVAN | 124.5216
BF240-25 | Control valve, 2-way, DN40, kvs 25, for RVAN | 164.2914
BF250-40 | Control valve, 2-way, DN50, kvs 40, for RVAN | 214.2
BF315-0.63 | Control valve, 3-way, DN15, kvs 0.63, for RVAN | 106.9572
BF315-1.0 | Control valve, 3-way, DN15, kvs 1.0, for RVAN | 106.9572
BF315-1.6 | Control valve, 3-way, DN15, kvs 1.6, for RVAN | 110.0274
BF315-2.1 | Control valve, 3-way, DN15, kvs 2.1, for RVAN | 110.0274
BF315-2.7 | Control valve, 3-way, DN15, kvs 2.7, for RVAN | 110.0274
BF320-4.2 | Control valve, 3-way, DN20, kvs 4.2, for RVAN | 113.8116
BF320-5.6 | Control valve, 3-way, DN20, kvs 5.6, for RVAN | 113.8116
BF325-10 | Control valve, 3-way, DN25, kvs 10, for RVAN | 127.5918
BF332-16 | Control valve, 3-way, DN32, kvs 16, for RVAN | 144.3708
BF340-25 | Control valve, 3-way, DN40, kvs 25, for RVAN | 187.068
BF350-40 | Control valve, 3-way, DN50, kvs 40, for RVAN | 237.048
BRANDAXKS:1 | Smoke emitters, 6-8min burn time, 1pcs | 54.264
BTV15-0,6 | Control valve, 2-way, DN15, kvs 0.6, for RVAN | 87.108
BTV15-1,0 | Control valve, 2-way, DN15, kvs 1.0, for RVAN | 87.108
BTV15-1,6 | Control valve, 2-way, DN15, kvs 1.6, for RVAN | 87.108
BTV15-2,5 | Control valve, 2-way, DN15, kvs 2.5, for RVAN | 87.108
BTV15-4,0 | Control valve, 2-way, DN15, kvs 4.0, for RVAN | 87.108
BTV20-1,6 | Control valve, 2-way, DN20, kvs 1.6, for RVAN | 109.242
BTV20-2,7 | Control valve, 2-way, DN20, kvs 2.7, for RVAN | 109.242
BTV20-3,9 | Control valve, 2-way, DN20, kvs 3.9, for RVAN | 109.242
BTV20-6,3 | Control valve, 2-way, DN20, kvs 6.3, for RVAN | 109.242
BTV25-10 | Control valve, 2-way, DN25, kvs 10, for RVAN | 117.6672
BTV25-6,3 | Control valve, 2-way, DN25, kvs 6.3, for RVAN | 117.6672
BTV32-10 | Control valve, 2-way, DN32, kvs 10, for RVAN | 148.2264
BTV32-16 | Control valve, 2-way, DN32, kvs 16, for RVAN | 148.2264
BTV40-10 | Control valve, 2-way, DN40, kvs 10, for RVAN | 170.3604
BTV40-16 | Control valve, 2-way, DN40, kvs 16, for RVAN | 170.3604
BTV40-27 | Control valve, 2-way, DN40, kvs 27, for RVAN | 170.3604
BTV50-27 | Control valve, 2-way, DN50, kvs 27, for RVAN | 209.916
BTV50-39 | Control valve, 2-way, DN50, kvs 39, for RVAN | 209.916
BV215 | Ball valve, 2-way, DN15, PN40, kvs0.6-4.0 characterized, on/off kvs6.3 | 38.199
BV220 | Ball valve, 2-way, DN20, PN40, kvs6.3 characterized, on/off kvs10 | 44.3394
BV225 | Ball valve, 2-way, DN25, PN40, kvs10 characterized, on/off kvs16 | 54.264
BV232 | Ball valve, 2-way, DN32, PN40, kvs16 characterized, on/off kvs25 | 78.6828
BV240 | Ball valve, 2-way, DN40, PN40, kvs25 characterized, on/off kvs40 | 92.463
BV250 | Ball valve, 2-way, DN50, PN40, kvs40 characterized, on/off kvs63 | 119.1666
BV315 | Ball valve, 3-way, DN15, PN40 kvs 0.6-4.0 character.., on/off, kvs 6.3 | 64.974
BV320 | Ball valve, 3-way, DN20, PN40, kvs 6.3 characterized, on/off, kvs 10 | 74.8986
BV325 | Ball valve, 3-way, DN25, PN40, kvs10 characterized, on/off kvs16 | 92.463
BV332 | Ball valve, 3-way, DN32, PN40, kvs 16 characterized, on/off, kvs 25 | 129.0912
BV340 | Ball valve, 3-way, DN40, PN40, kvs 25 characterized, on/off, kvs 40 | 156.6516
BV350 | Ball valve, 3-way, DN50, PN40, kvs 40 characterized, on/off, kvs 63 | 183.498
BV-HL1 | Hand lever for manual operation of ball valves type BV DN15-50 | 5.355
CAB-STD2 | Cabinet intended for EXOcompact, Ardo and Corrigo with 15 I/Os | 778.974
CAB-STD3 | Cabinet intended for EXOcompact, Ardo and Corrigo with 28 I/Os | 834.666
CCERT-E | Calibration certificate for humidity transmitters | 397.698
CCERT-H | Calibration certificate | 29.7738
CLO-LIC | CLOUDigo yearly contract, automatic annual extension | 157.3656
CO2DT-R | CO2 transmitter, 0-2000ppm with relay, duct mounting | 383.418
CO2RT-R | CO2 transmitter, 0-2000ppm with relay, room mounting | 336.294
CO2RT-R-D | CO2 transmitter, 0-2000ppm with relay and display, room mounting | 388.416
COF | CO transmitter, 0-10V or 4-20mA, 24V DC, wall mounting | 304.878
CS-260 | Cooling spray 200ml | 27.489
CTDT2 | CO2 and temperature transmitter, 0-2000ppm, 0-10V, duct mounting | 436.254
CTHR | CO2, humidity and temp transmitter, 0-2000ppm, PT1000, room mounting | 347.004
CTHRA | CO2, humidity and temp transmitter, 0-2000ppm, 0-10V, room mounting | 347.004
CTHRA-D | CO2, humidity and temp transmitter, 0-2000ppm, 0-10V, display, room | 380.562
CTHRC | CO2, humidity and temp transmitter, 0-2000ppm, Modbus, room mounting | 398.412
CTHRC-D | CO2, humidity and temp transmitter, display, Modbus, room mounting | 431.97
CTHR-D | CO2, humidity and temp transmitter, 0-2000ppm, PT1000, display, room | 380.562
CTRC | CO2 and temperature transmitter, 0-2000ppm, Modbus, room mounting | 313.446
CTRC-D | CO2 and temperature transmitter, 0-2000ppm, display, Modbus, room | 347.004
CTRTA | CO2 and temperature transmitter, 0-2000ppm, 0-10V, PT1000, room | 276.318
CTRTA-D | CO2 and temp transmitter, 0-2000ppm, 0-10V, PT1000, display, room | 304.878
CTV10 | Zone valve, 2-way, DN10, kvs 0.12-1.14 | 12.9948
CTV15-1,9 | Zone valve, 2-way, DN15, kvs 0.17-1.9 | 16.065
CTV20 | Zone valve, 2-way, DN20, kvs 0.15-1.55 | 19.8492
DBZ-14A | Mounting bracket for DTV...X & DTB... (S-shaped) | 10.71
DBZ-14B | Mounting bracket for DTV...X & DTB... (L-shaped) | 10.71
DCW | Wireless door contact | 88.6074
DF | Duct flange | 9.1392
DMD | Differential pressure transmitter with display | 294.882
DMD-C | Diff pressure transmitter with built-in controller and display for air | 315.588
DPTF | Position transducer for 0-10V actuators, 0-100%, panel mounting | 58.191
DPTW | Position transducer for 0-10V actuators, 0-100%, wall mounting | 64.26
DR-01 | Well, brass, 120mm | 12.9948
DR-02 | Well, stainless steel, 120mm | 25.2042
DR-05 | Set of mounting brackets for capillary fixing, 6pcs | 9.1392
DR-120WA | Immersion well, 120mm, R1/2", acidproof stainless steel SUS316 | 63.4032
DR-135R | Well, stainless steel, for immersion sensor, 1/2", 135mm | 63.4032
DR-16 | Well, brass, 120 mm | 10.71
DR-16/14 | Well, brass/Cu Ni, 120mm | 13.7802
DR-17 | Well, stainless steel,120mm | 20.6346
DR-17/14 | Well, stainless steel, 120mm | 24.4188
DR-170WA | Immersion well, 170mm, R1/2", acidproof stainless steel SUS316 | 67.2588
DR-25 | Mounting bracket and protecting spring | 11.4954
DR-30/14 | Brass pocket, 120mm | 16.779
DR-31/14 | Stainless steel pocket, 120mm | 25.2042
DR-310WA | Immersion well, 310mm, R1/2", acidproof stainless steel SUS316 | 75.6126
DR-40/14 | Brass pocket, 100mm | 16.779
DR-41/14 | Stainless steel pocket, 120mm | 25.2042
DR-50WA | Immersion well, 50mm, R1/2", acidproof stainless steel SUS316 | 46.6242
DR-90R | Well, stainless steel, for immersion sensor, 1/2", 90mm | 33.6294
DR-90WA | Immersion well, 90mm, R1/2", acidproof stainless steel SUS316 | 59.619
DTB125 | Diff. pressure transmitter for air,0-100/250Pa, 0-10V or 4-20mA, LED | 222.768
DTB5/5 | Diff. pressure transmitter for air, -50...+50Pa,0-10V or 4-20mA, LED | 222.768
DTB510 | Diff. pressure transmitter for air, 0-500/1000Pa, 0-10V or 4-20mA, LED | 222.768
DTK10 | Differential pressure transmitter for liquids, 0-10kPa, 0-10V | 612.612
DTK100 | Differential pressure transmitter for liquids, 0-100kPa, 0-10V | 612.612
DTK1000 | Differential pressure transmitter for liquids, 0-1000kPa, 0-10V | 612.612
DTK1000-420 | Differential pressure transmitter for liquids, 0-1000kPa, 4-20mA | 612.612
DTK100-420 | Differential pressure transmitter for liquids, 0-100kPa, 4-20mA | 612.612
DTK10-420 | Differential pressure transmitter for liquids, 0-10kPa, 4-20mA | 612.612
DTK1600 | Differential pressure transmitter for liquids, 0-1600kPa, 0-10V | 612.612
DTK1600-420 | Differential pressure transmitter for liquids, 0-1600kPa, 4-20mA | 612.612
DTK20 | Differential pressure transmitter for liquids, 0-20kPa, 0-10V | 612.612
DTK20-420 | Differential pressure transmitter for liquids, 0-20kPa, 4-20mA | 612.612
DTK250 | Differential pressure transmitter for liquids, 0-250kPa, 0-10V | 612.612
DTK250-420 | Differential pressure transmitter for liquids, 0-250kPa, 4-20mA | 612.612
DTK40 | Differential pressure transmitter for liquids, 0-40kPa, 0-10V | 612.612
DTK400 | Differential pressure transmitter for liquids, 0-400kPa, 0-10V | 612.612
DTK400-420 | Differential pressure transmitter for liquids, 0-400kPa, 4-20mA | 612.612
DTK40-420 | Differential pressure transmitter for liquids, 0-40kPa, 4-20mA | 612.612
DTK600 | Differential pressure transmitter for liquids, 0-600kPa, 0-10V | 612.612
DTK600-420 | Differential pressure transmitter for liquids, 0-600kPa, 4-20mA | 612.612
DTK-NIPPEL | Nipple for connection of 6mm copper pipe, 1/8" 27NPT | 10.71
DTK-R | Copper pipe for DTK, d= 6mm, l=300mm | 12.9948
DTL10/10 | Differential pressure transmitter, -100/100Pa | 227.766
DTL10/10-D | Differential pressure transmitter with display, -100/100Pa | 297.024
DTL150 | Differential pressure transmitter for air, 0-100/300/500Pa, 0-10V | 227.766
DTL150-420 | Differential pressure transmitter for air, 0-100/300/500Pa, 4-20mA | 227.766
DTL150-420-D | Diff. pressure transmitter for air, 0-100/300/500Pa, Disp, 4-20mA | 246.33
DTL150-D | Diff. pressure transmitter for air, 0-100/300/500Pa, Disp, 0-10V | 246.33
DTL1650 | Differential pressure transmitter for air, 0-1600/2500/5000Pa, 0-10V | 227.766
DTL1650-420 | Differential pressure transmitter for air, 0-1600/2500/5000Pa, 4-20mA | 227.766
DTL1650-420-D | Diff. pressure transmitter for air, 0-1600/2500/5000Pa, Disp, 4-20mA | 246.33
DTL1650-D | Diff. pressure transmitter for air, 0-1600/2500/5000Pa, Disp, 0-10V | 246.33
DTL310 | Differential pressure transmitter for air, 0-300/500/1000Pa, 0-10V | 227.766
DTL310-420 | Differential pressure transmitter for air, 0-300/500/1000Pa, 4-20mA | 227.766
DTL310-420-D | Diff. pressure transmitter for air, 0-300/500/1000Pa, Disp, 4-20mA | 246.33
DTL310-D | Diff. pressure transmitter for air, 0-300/500/1000Pa, Disp,0-10V | 246.33
DTL516 | Differential pressure transmitter for air, 0-500/1000/1600Pa, 0-10V | 227.766
DTL516-420 | Differential pressure transmitter for air, 0-500/1000/1600Pa, 4-20mA | 227.766
DTL516-420-D | Diff. pressure transmitter for air, 0-500/1000/1600Pa, Disp, 4-20mA | 246.33
DTL516-D | Diff. pressure transmitter for air, 0-500/1000/1600Pa, Disp, 0-10V | 246.33
DTTH | Temperature/Humidity duct transmitter, 0-10V, IP65 | 166.5762
DTTHC | Temperature/Humidity/CO2 duct transmitter, 0-10V, IP65 | 349.146
DTV1000 | Differential pressure switch for air, 100-1000Pa | 66.4734
DTV1000X | Differential pressure switch, 200-1000 Pa, with connection set | 35.1288
DTV200 | Differential pressure switch for air, 20-300Pa | 66.4734
DTV2000 | Differential pressure switch for air, 500-2000Pa | 66.4734
DTV2500X | Differential pressure switch, 500-2500 Pa, with connection set | 35.1288
DTV300X | Differential pressure switch, 20-300 Pa, with connection set | 35.1288
DTV500 | Differential pressure switch for air, 50-500Pa | 66.4734
DTV5000 | Differential pressure switch for air, 1000-5000Pa | 66.4734
DTV5000X | Differential pressure switch, 1000-5000 Pa, with connection set | 35.1288
DTV500X | Differential pressure switch, 50-500 Pa, with connection set | 35.1288
E0R230K-3 | Display repeater for EXO.../Corrigo/Exigo | 222.768
E0R-3 | Display repeater for EXO.../Corrigo/Exigo | 103.173
E152DW-3 | Corrigo 15 I/Os, display, 1 RS485, 1 TCP/IP, web server | 746.13
E283DW-3 | Corrigo 28 I/Os, display, 2 RS485, 1 TCP/IP, web server | 1259.496
E-CABLE2-USB | USB interface for EXO.../Corrigo/Exigo/Regio | 109.242
ED-RU | External room unit with setpoint offset | 73.3278
ED-RUD | External room unit with touch display, Fan speed and On/Off | 176.5008
ED-RU-DFO | External room unit with display, Fan speed and On/Off | 87.8934
ED-RU-DO | External room unit with display and On/Off | 85.5372
ED-RU-DOCS | External room unit with display, On/Off and built-in CO2 sensor | 325.584
ED-RU-DOS | External room unit with display, On/Off and Select | 87.8934
ED-RU-F | External room unit with setpoint offset and Fan speed | 74.1132
ED-RU-FO | External room unit with setpoint offset, Fan speed and On/Off | 75.6126
ED-RU-H | External room unit with hidden setpoint | 71.8284
ED-RU-O | External room unit with On/Off | 71.8284
EDSP-K10 | 10m cable for external display to EXO.../Corrigo/Exigo | 19.1352
EDSP-K3 | 3m cable for external display to EXO.../Corrigo/Exigo | 17.5644
EDSP-SPLIT | Cable splitter for connecting two display units to one controller | 12.2094
ED-TCV | External display graphical, touch, Corrigo ventilation | 164.2914
EK216 | Plastic casing 12 modules, w=216mm, IP65 | 50.4084
EK324 | Plastic casing 18 modules, w=324mm, IP65 | 69.5436
EK432 | Plastic casing 24 modules (2x12), IP65 | 75.6126
EK54 | Plastic casing 3 modules, w=54mm, IP65 | 20.6346
EPRW | Wireless optical pulse counter | 232.764
ETRS15-0,63 | Control valve, 3-way, DN15, kvs 0.63, male thread, incl couplings | 136.731
ETRS15-1,0 | Control valve, 3-way, DN15, kvs 1.0, male thread, incl couplings | 136.731
ETRS15-1,25 | Control valve, 3-way, DN15, kvs 1.25, male thread, incl couplings | 136.731
ETRS15-1,6 | Control valve, 3-way, DN15, kvs 1.6, male thread, incl couplings | 136.731
ETRS15-2,5 | Control valve, 3-way, DN15, kvs 2.5, male thread, incl couplings | 136.731
ETRS15-4,0 | Control valve, 3-way, DN15, kvs 4.0, male thread, incl couplings | 136.731
ETRS20-4,0 | Control valve, 3-way, DN20, kvs 4.0, male thread, incl couplings | 145.9416
ETRS20-5,0 | Control valve, 3-way, DN20, kvs 5.0, male thread, incl couplings | 145.9416
ETRS20-6,3 | Control valve, 3-way, DN20, kvs 6.3, male thread, incl couplings | 145.9416
ETRS25-10 | Control valve, 3-way, DN25, kvs 10.0, male thread, incl couplings | 179.214
ETRS25-6,3 | Control valve, 3-way, DN25, kvs 6.3, male thread, incl couplings | 179.214
ETRS25-8,0 | Control valve, 3-way, DN25, kvs 8.0, male thread, incl couplings | 179.214
ETRS32-10 | Control valve, 3-way, DN32, kvs 10.0, male thread, incl couplings | 215.628
ETRS32-12,5 | Control valve, 3-way, DN32, kvs 12.5, male thread, incl couplings | 215.628
ETRS32-16 | Control valve, 3-way, DN32, kvs 16, male thread, incl couplings | 215.628
ETRS40-16 | Control valve, 3-way, DN40, kvs 16, male thread, incl couplings | 266.322
ETRS40-20 | Control valve, 3-way, DN40, kvs 20, male thread, incl couplings | 266.322
ETRS40-25 | Control valve, 3-way, DN40, kvs 25, male thread, incl couplings | 266.322
ETRS50-25 | Control valve, 3-way, DN50, kvs 25, male thread, incl couplings | 378.42
ETRS50-31,5 | Control valve, 3-way, DN50, kvs 31.5, male thread, incl couplings | 378.42
ETRS50-40 | Control valve, 3-way, DN50, kvs 40, male thread, incl couplings | 378.42
ETVS15-0,25 | Control valve, 2-way, DN15, kvs 0.25, male thread, couplings included | 128.3772
ETVS15-0,4 | Control valve, 2-way, DN15, kvs 0.4, male thread, couplings included | 128.3772
ETVS15-0,63 | Control valve, 2-way, DN15, kvs 0.63, male thread, incl couplings | 128.3772
ETVS15-1,0 | Control valve, 2-way, DN15, kvs 1.0, male thread, couplings included | 128.3772
ETVS15-1,25 | Control valve, 2-way, DN15, kvs 1.25, male thread, incl couplings | 128.3772
ETVS15-1,6 | Control valve, 2-way, DN15, kvs 1.6, male thread, incl couplings | 128.3772
ETVS15-2,5 | Control valve, 2-way, DN15, kvs 2.5, male thread, incl couplings | 128.3772
ETVS15-4,0 | Control valve, 2-way, DN15, kvs 4.0, male thread, incl couplings | 128.3772
ETVS20-5,0 | Control valve, 2-way, DN20, kvs 5.0, male thread, incl couplings | 136.731
ETVS20-6,3 | Control valve, 2-way, DN20, kvs 6.3, male thread, incl couplings | 136.731
ETVS25-10 | Control valve, 2-way, DN25, kvs 10, male thread, incl couplings | 169.575
ETVS25-8,0 | Control valve, 2-way, DN25, kvs 8.0, male thread, incl couplings | 169.575
ETVS32-12,5 | Control valve, 2-way, DN32, kvs 12.5, male thread, incl couplings | 207.06
ETVS32-16 | Control valve, 2-way, DN32, kvs 16, male thread, incl couplings | 207.06
ETVS40-20 | Control valve, 2-way, DN40, kvs 20, male thread, incl couplings | 258.468
ETVS40-25 | Control valve, 2-way, DN40, kvs 25, male thread, incl couplings | 258.468
ETVS50-31,5 | Control valve, 2-way, DN50, kvs 31.5, male thread, incl couplings | 370.566
ETVS50-40 | Control valve, 2-way, DN50, kvs 40, male thread, incl couplings | 370.566
FLS304X | Flow switch for liquids, 1...8", brass, 11bar, flow rate 1 | 54.264
FLS304XRE | Flow switch for liquids, 1...8", brass, 11bar, flow rate 2 | 80.2536
FLS304XT | Flow switch for liquids, 1...8", brass, 11bar, TÜV, flow rate 1 | 71.043
FLS305XRE | Flow switch for liquids, 1...8", stainless steel, 30bar, flow rate 2 | 178.0002
FLS305XT | Flow switch for liquids, 1...8", stainl steel, 30bar, TÜV, flow rate 1 | 185.64
FLS306X | Flow switch for liquids, 1/2", brass, 11bar, flow rate 3 | 88.6074
FLS307X | Flow switch for liquids, 3/4", brass, 11bar, flow rate 3 | 93.177
FLS308X | Flow switch for liquids, 1", brass, 11bar, flow rate 3 | 97.818
FLZ-09 | Paddles for liquid flow switch in stainless steel S31603 | 9.1392
FMCE | Front mounting kit EXOcompact, Ardo and Corrigo | 16.065
FMK2 | Front mounting kit 12 modules, IP55 | 88.6074
FT18 | Mech frost prot thermostat, -10...+10°C, 1.8m, incl mounting brackets | 69.5436
FT18R | Mech frost prot therm, -10...+10°C, man reset, 1.8m, mounting brackets | 71.8284
FT30 | Mech frost prot thermostat, -10...+10°C, 3m, incl mounting brackets | 71.043
FT30R | Mech frost prot therm, -10...+10°C, man reset, 3m, incl mount brackets | 74.1132
FT60 | Mech frost prot thermostat, -10...+10°C, 6m, incl mounting brackets | 77.8974
FT60R | Mech frost prot therm, -10...+10°C, man reset, 6m, incl mount brackets | 80.2536
GF2100-125 | Flanged valve, PN16, 2-way, DN100, kvs 125, DIN, grey cast iron | 758.982
GF2100-160 | Flanged valve, PN16, 2-way, DN100, kvs 160, DIN, grey cast iron | 758.982
GF2125-215 | Flanged valve, PN16, 2-way, DN125, kvs 215, DIN, grey cast iron | 947.478
GF2150-310 | Flanged valve, PN16, 2-way, DN150, kvs 310, DIN, grey cast iron | 1224.51
GF2200-550 | Flanged valve, PN16, 2-way, DN200, kvs 550, DIN, grey cast iron | 2086.308
GF225-10 | Flanged valve, PN16, 2-way, DN25, kvs 10, DIN, grey cast iron | 209.202
GF225-6.3 | Flanged valve, PN16, 2-way, DN25, kvs 6.3, DIN, grey cast iron | 209.202
GF232-10 | Flanged valve, PN16, 2-way, DN32, kvs 10, DIN, grey cast iron | 225.624
GF232-16 | Flanged valve, PN16, 2-way, DN32, kvs 16, DIN, grey cast iron | 225.624
GF240-16 | Flanged valve, PN16, 2-way, DN40, kvs 16, DIN, grey cast iron | 267.75
GF240-25 | Flanged valve, PN16, 2-way, DN40, kvs 25, DIN, grey cast iron | 267.75
GF250-31.5 | Flanged valve, PN16, 2-way, DN50, kvs 31.5, DIN, grey cast iron | 369.852
GF250-40 | Flanged valve, PN16, 2-way, DN50, kvs 40, DIN, grey cast iron | 369.852
GF265-50 | Flanged valve, PN16, 2-way, DN65, kvs 50, DIN, grey cast iron | 455.532
GF265-63 | Flanged valve, PN16, 2-way, DN65, kvs 63, DIN, grey cast iron | 455.532
GF280-100 | Flanged valve, PN16, 2-way, DN80, kvs 100, DIN, grey cast iron | 524.076
GF280-80 | Flanged valve, PN16, 2-way, DN80, kvs 80, DIN, grey cast iron | 524.076
GF3100-125 | Flanged valve, PN16, 3-way, DN100, kvs 125, DIN, grey cast iron | 776.118
GF3100-160 | Flanged valve, PN16, 3-way, DN100, kvs 160, DIN, grey cast iron | 776.118
GF3125-215 | Flanged valve, PN16, 3-way, DN125, kvs 215, DIN, grey cast iron | 974.61
GF3150-310 | Flanged valve, PN16, 3-way, DN150, kvs 310, DIN, grey cast iron | 1250.214
GF3200-550 | Flanged valve, PN16, 3-way, DN200, kvs 550, DIN, grey cast iron | 2128.434
GF325-10 | Flanged valve, PN16, 3-way, DN25, kvs 10, DIN, grey cast iron | 217.77
GF325-6.3 | Flanged valve, PN16, 3-way, DN25, kvs 6.3, DIN, grey cast iron | 217.77
GF332-10 | Flanged valve, PN16, 3-way, DN32, kvs 10, DIN, grey cast iron | 235.62
GF332-16 | Flanged valve, PN16, 3-way, DN32, kvs 16, DIN, grey cast iron | 235.62
GF340-16 | Flanged valve, PN16, 3-way, DN40 kvs 16, DIN, grey cast iron | 275.604
GF340-25 | Flanged valve, PN16, 3-way, DN40 kvs 25, DIN, grey cast iron | 275.604
GF350-31.5 | Flanged valve, PN16, 3-way, DN50, kvs 31.5, DIN, grey cast iron | 384.132
GF350-40 | Flanged valve, PN16, 3-way, DN50, kvs 40, DIN, grey cast iron | 384.132
GF365-50 | Flanged valve, PN16, 3-way, DN65, kvs 50, DIN, grey cast iron | 477.666
GF365-63 | Flanged valve, PN16, 3-way, DN65, kvs 63, DIN, grey cast iron | 477.666
GF380-100 | Flanged valve, PN16, 3-way, DN80, kvs 100, DIN, grey cast iron | 539.07
GF380-80 | Flanged valve, PN16, 3-way, DN80, kvs 80, DIN, grey cast iron | 539.07
HA010102 | Sintered brass filter for humidity transmitter | 22.9194
HA010103 | Sintered stainless steel filter for humidity transmitter | 44.3394
HA010105 | Teflon filter for humidity transmitter | Cena uz pieprasījumu
HA010106 | Metal filter for humidity transmitter | 27.489
HH1606 | Hair element for HR1 and HR2, 107mm | 11.4954
HH1608 | Hair element for HMH, 182mm | 22.9194
HMH | Humidistat, 1-step, 10A, 10-100%, duct or wall mounting, IP54 | 135.2316
HMH2 | Humidistat, 2-step, 10A, 10-100%, duct or wall mounting, IP54 | 170.3604
HR1 | Humidistat, 1-step, 5A, 10-95%, wall mounting, IP21 | 71.8284
HR1-DH | Humidistat (dehumidifying only), 1-step, 10A, 10-95%, wall mount, IP21 | 80.2536
HR2 | Humidistat, 2-step, 5A, 10-95%, wall mounting, IP21 | 118.4526
HR-S | Humidistat, 1-step, 5A, 35-95%, wall mounting, IP30 | 62.6178
HSP-1 | Hidden setpoint for TM1-P | 9.1392
HTDT10 | Humidity and temp transmitter, 0-100% ±2%, 0-10V, duct mounting | 351.288
HTDT10-420 | Humidity and temp transmitter, 0-100% ±2%, 4-20mA, duct mounting | 351.288
HTDT2500 | Humidity and temp transmitter, 10-95% ±2.5%, 0-10V, duct mount, IP65 | 187.782
HTRC10 | Humidity and temp transmitter, 0-90% ±3%, Modbus, room mounting | 178.0002
HTRC10-D | Humidity and temp transmitter, 0-90% ±2%, display, Modbus, room mount | 212.058
HTRT10A | Humidity and temp transmitter, 10-90% ±3%, 0-10V, PT1000, room | 134.4462
HTRT10A-420 | Humidity and temperature transmitter -420, 0-100%RH, 0...50°C | 134.4462
HTRT10A-D | Humidity and temp transmitter, 10-90% ±3%, 0-10V, PT1000, displ, room | 168.0756
HTRT10AD-420 | Humidity/temperature transmitter with display -420, 0-100%RH, 0...50°C | 168.0756
HTRT2500 | Humidity and temp transmitter, 10-95% ±2.5%, 0-10V, wall mounting | 180.642
HTRT2500-420 | Humidity and temp transmitter, 10-95% ±2.5%, 4-20mA, wall mounting | 180.642
HTRT5W | Wireless Temp.&Humidity transmitter,10-90%, 0...65°C +/-2°C,0-10V,room | 178.0002
HTWT10 | Humidity and temp transmitter, 0-100% ±2%, 0-10V, wall mounting | 330.582
HTWT10-420 | Humidity and temp transmitter, 0-100% ±2%, 4-20mA, wall mounting | 330.582
HVS | Radiation shield for outdoor mounting, intended for HTWT10(-420) | 204.918
IPP10:1000 | Expansion plug, grey plastic, 10mm, 1000 pcs | 51.1938
IPP12:250 | Expansion plug, black plastic, 12mm, 250 pcs | 72.6138
IPP8:1000 | Expansion plug, grey plastic, 8mm, 1000 pcs | 50.4084
IR24-P | Presence detector, wall mounting | 66.4734
IR24-PC | Presence detector, ceiling mounting | 83.2524
IRCW | Wireless IR detector for ceiling mounting, 360° | 215.628
IRW | Wireless IR detector | 207.06
KG-A/1 | Condensation sensor for the Regio series, 1m cable | 9.1392
KH-1 | Ball valve with coupling ring and gasket (1pc) (G1") | Cena uz pieprasījumu
KH-1 1/4 | Ball valve with coupling ring and gasket (1pc) (G1 1/4") | Cena uz pieprasījumu
KH-2 | Ball valve with coupling ring and gasket (1pc) (G2") | Cena uz pieprasījumu
KH-3/4 | Ball valve with coupling ring and gasket (1pc) (G3/4") | Cena uz pieprasījumu
KH-S-1 | Ball valve (G1") for temperature sensor (M10 x 1) | Cena uz pieprasījumu
KH-S-1 1/4 | Ball valve (G1 1/4") for temperature sensor (M10 x 1) | Cena uz pieprasījumu
KH-S-2 | Ball valve (G2") for temperature sensor (M10 x 1) | Cena uz pieprasījumu
KH-S-3/4 | Ball valve (G3/4") for temperature sensor (M10 x 1) | Cena uz pieprasījumu
KR24-1W-S | Relay module, 24V AC/DC, 1 change-over relay, LED, On/off/Auto switch | 51.9792
KRAC230-2W | Relay module, 230V AC, 2 change-over relays, LED, on/off/auto switch | 22.134
KRAC24-2WAU | Relay module, 24V AC, 2 change-over relays, LED, on/off/auto switch | 18.3498
LTWT10N/PT1000 | Lux transmitter 0-10V with PT1000 | 194.208
M4G950 | 4G/3G Router | 541.212
M4G-ANT | External 4G antenna | 30.5592
MINI1200 | Differential pressure manometer 0-1200Pa | 16.065
MM6-24/D | Min/max selector, six 0-10V inputs, 24V, DIN-rail mounting | 87.108
MM-F2 | Blue measuring fluid for MINI1200, 500ml (1.05) | 79.4682
MM-F3 | Red measuring fluid for MV600, 30ml (0.786) | 4.5696
MM-P:100 | Plastic tubing 6x9mm, transparent, 100m | 96.39
MM-P:25 | Plastic tubing 6x9mm, transparent, 25m | 42.7686
MTIB120 | Mechanical immersion thermostat, 50...120°C, 1-stage | 99.3174
MTIB60 | Mechanical immersion thermostat, 0...60°C, 1-stage | 99.3174
MTIB90 | Mechanical immersion thermostat, 20...90°C, 1-stage | 99.3174
MTIBL90H | Mechanical boiler thermostat, 0...90°C | 74.1132
MTIC120S | Mechanical capillary thermostat, 50...120°C, 1-stage | 104.6724
MTIC30 | Mechanical capillary thermostat, -30...+30°C, 1-stage, 1K | 94.7478
MTIC30-2 | Mechanical capillary thermostat, -30...+30°C, 2-stage, 1K | 135.2316
MTIC30R | Mechanical capillary thermostat, -30...+30°C, 1-stage, reset | 104.6724
MTIC30S | Mechanical capillary thermostat, -30...+30°C, 1-stage | 99.3174
MTIC30SH | Mechanical capillary thermostat, -30...+30°C, 1-stage, hidden setpoint | 104.6724
MTIC90 | Mechanical capillary thermostat, 20...90°C, 1-stage, 1K | 94.7478
MTIC90R | Mechanical capillary thermostat, 20...90°C, 1-stage, reset | 104.6724
MTIC90S | Mechanical capillary thermostat, 20...90°C, 1-stage | 99.3174
MTIC90SH | Mechanical capillary thermostat, 20...90°C, 1-stage, hidden setpoint | 104.6724
MTID120HR | Mechanical duct thermostat, 50...120°C, 1-stage, hidden setp, reset | 126.8064
MTID30H | Mechanical duct thermostat, -30...+30°C, 1K, 1-stage, hidden setpoint | 104.6724
MTID60 | Mechanical duct thermostat, 0...60°C, 1K, 1-stage | 104.6724
MTID60-2 | Mechanical duct thermostat, 0...60°C, 2-stage | 140.5866
MTID60S | Mechanical duct thermostat, 0...60°C, 1-stage | 113.8116
MTIR30 | Mechanical capillary thermostat, -30...+30°C, 1-stage | 81.753
MTIR30-2 | Mechanical room thermostat, -30...+30°C, 2-stage | 126.8064
MTIR30S | Mechanical room thermostat, -30...+30°C, 1-stage | 90.8922
MTIR30SH | Mechanical room thermostat, -30...+30°C, 1-stage, hidden setpoint | 94.7478
MTIR60 | Mechanical room thermostat, 0...60°C, 1-stage, 1K | 81.753
MTIR60-2 | Mechanical room thermostat, 0...60°C, 2-stage, 1K | 126.8064
MTIR60S | Mechanical room thermostat, 0...60°C, 1-stage | 90.8922
MTIR60SH | Mechanical room thermostat, 0...60°C, 1-stage, hidden setpoint | 94.7478
MTIS60S | Mechanical clamp on thermostat, 0...60°C | 121.4514
MTIS60SH | Mechanical clamp on thermostat, 0...60°C, hidden setpoint | 117.6672
MTIS90S | Mechanical clamp on thermostat, 20...90°C | 121.4514
MTIS90SH | Mechanical clamp on thermostat, 20...90°C, hidden setpoint | 117.6672
MTRS15-0,63 | Control valve, 3-way, DN15, kvs 0.63, DZR, for RVAN | 126.0924
MTRS15-1,0 | Control valve, 3-way, DN15, kvs 1.0, DZR, for RVAN | 126.0924
MTRS15-1,6 | Control valve, 3-way, DN15, kvs 1.6, DZR, for RVAN | 126.0924
MTRS15-2,1 | Control valve, 3-way, DN15, kvs 2.1, DZR, for RVAN | 126.0924
MTRS15-2,7 | Control valve, 3-way, DN15, kvs 2.7, DZR, for RVAN | 126.0924
MTRS20-4,2 | Control valve, 3-way, DN20, kvs 4.2, DZR, for RVAN | 130.662
MTRS20-5,6 | Control valve, 3-way, DN20, kvs 5.6, DZR, for RVAN | 130.662
MTRS25-10 | Control valve, 3-way, DN25, kvs 10, DZR, for RVAN | 161.2212
MTRS32-16 | Control valve, 3-way, DN32, kvs 16, DZR, for RVAN | 181.356
MTRS40-27 | Control valve, 3-way, DN40, kvs 27, DZR, for RVAN | 238.476
MTRS50-39 | Control valve, 3-way, DN50, kvs 39, DZR, for RVAN | 313.446
MTU:100 | Pressure outlet, black plastic, for 6mm tubing, 100pcs | 34.4148
MTU:25 | Pressure outlet, black plastic, for 6mm tubing, 25pcs | 30.5592
MTVS15-0,63 | Control valve, 2-way, DN15, kvs 0.63, DZR, for RVAN | 118.4526
MTVS15-1,0 | Control valve, 2-way, DN15, kvs 1.0, DZR, for RVAN | 118.4526
MTVS15-1,6 | Control valve, 2-way, DN15, kvs 1.6, DZR, for RVAN | 118.4526
MTVS15-2,1 | Control valve, 2-way, DN15, kvs 2.1, DZR, for RVAN | 118.4526
MTVS15-2,7 | Control valve, 2-way, DN15, kvs 2.7, DZR, for RVAN | 118.4526
MTVS20-4,2 | Control valve, 2-way, DN20, kvs 4.2, DZR, for RVAN | 123.7362
MTVS20-5,6 | Control valve, 2-way, DN20, kvs 5.6, DZR, for RVAN | 123.7362
MTVS25-10 | Control valve, 2-way, DN25, kvs 10, DZR, for RVAN | 154.2954
MTVS32-16 | Control valve, 2-way, DN32, kvs 16, DZR, for RVAN | 174.216
MTVS40-27 | Control valve, 2-way, DN40, kvs 27, DZR, for RVAN | 232.05
MTVS50-39 | Control valve, 2-way, DN50, kvs 39, DZR, for RVAN | 305.592
MV600 | Differential pressure manometer with blow-out protection, 0-600Pa | 50.4084
MXGDIN | 088-00267 DIN rail kit for M3G900 and M4G950 | 17.5644
NO2F | NO2 detector, 0-10V, 4-20mA, 24V DC | 586.194
NTVS100-160 | District heat valve, 2-way, DN100, kvs 160, nodular iron, DIN-standard | 853.23
NTVS100-160M | District heat valve, 2-way, DN100, kvs 160, nod. iron, DIN, st.steel | Cena uz pieprasījumu
NTVS125-215 | District heat valve, 2-way, DN125, kvs 215, nodular iron, DIN-standard | 1679.328
NTVS125-215M | District heat valve, 2-way, DN125, kvs 215, nod. iron, DIN, st. steel | Cena uz pieprasījumu
NTVS15-0,4 | District heat valve, 2-way, DN15, kvs 0.4, nodular iron, DIN-standard | 209.202
NTVS15-0,4M | District heat valve, 2-way, DN15, kvs 0.4, nod. iron, DIN, st. steel | Cena uz pieprasījumu
NTVS150-310 | District heat valve, 2-way, DN150, kvs 310, nodular iron, DIN-standard | 1978.494
NTVS150-310M | District heat valve, 2-way, DN150, kvs 310, nod. iron, DIN, st. steel | Cena uz pieprasījumu
NTVS15-1,0 | District heat valve, 2-way, DN15, kvs 1.0, nodular iron, DIN-standard | 209.202
NTVS15-1,0M | District heat valve, 2-way, DN15, kvs 1.0, nod. iron, DIN, st. steel | Cena uz pieprasījumu
NTVS15-1,6 | District heat valve, 2-way, DN15, kvs 1.6, nodular iron, DIN-standard | 209.202
NTVS15-1,6M | District heat valve, 2-way, DN15, kvs 1.6, nod. iron, DIN, st. steel | Cena uz pieprasījumu
NTVS15-2,7 | District heat valve, 2-way, DN15, kvs 2.7, nodular iron, DIN-standard | 209.202
NTVS15-2,7M | District heat valve, 2-way, DN15, kvs 2.7, nod. iron, DIN, st. steel | Cena uz pieprasījumu
NTVS20-0,8 | District heat valve, 2-way, DN20, kvs 0.8, nodular iron, DIN-standard | 217.77
NTVS20-0,8M | District heat valve, 2-way, DN20, kvs 0.8, nod. iron, DIN, st. steel | Cena uz pieprasījumu
NTVS20-1,6 | District heat valve, 2-way, DN20, kvs 1.6, nodular iron, DIN-standard | 217.77
NTVS20-1,6M | District heat valve, 2-way, DN20, kvs 1.6, nod. iron, DIN, st. steel | Cena uz pieprasījumu
NTVS20-2,7 | District heat valve, 2-way, DN20, kvs 2.7, nodular iron, DIN-standard | 217.77
NTVS20-2,7M | District heat valve, 2-way, DN20, kvs 2.7, nod. iron, DIN, st. steel | Cena uz pieprasījumu
NTVS20-3,9 | District heat valve, 2-way, DN20, kvs 3.9, nodular iron, DIN-standard | 217.77
NTVS20-3,9M | District heat valve, 2-way, DN20, kvs 3.9, nod. iron, DIN, st. steel | Cena uz pieprasījumu
NTVS20-6,3 | District heat valve, 2-way, DN20, kvs 6.3, nodular iron, DIN-standard | 217.77
NTVS20-6,3M | District heat valve, 2-way, DN20, kvs 6.3, nod. iron, DIN, st. steel | Cena uz pieprasījumu
NTVS25-1,6 | District heat valve, 2-way, DN25, kvs 1.6, nodular iron, DIN-standard | 222.054
NTVS25-1,6M | District heat valve, 2-way, DN25, kvs 1.6, nod. iron, DIN, st. steel | Cena uz pieprasījumu
NTVS25-10 | District heat valve, 2-way, DN25, kvs 10, nodular iron, DIN-standard | 222.054
NTVS25-10M | District heat valve, 2-way, DN25, kvs 10, nod. iron, DIN, st. steel | Cena uz pieprasījumu
NTVS25-2,5 | District heat valve, 2-way, DN25, kvs 2.5, nodular iron, DIN-standard | 222.054
NTVS25-2,5M | District heat valve, 2-way, DN25, kvs 2.5, nod. iron, DIN, st. steel | Cena uz pieprasījumu
NTVS25-4,0 | District heat valve, 2-way, DN25, kvs 4.0, nodular iron, DIN-standard | 222.054
NTVS25-4,0M | District heat valve, 2-way, DN25, kvs 4.0, nod. iron, DIN, st. steel | Cena uz pieprasījumu
NTVS25-6,3 | District heat valve, 2-way, DN25, kvs 6.3, nodular iron, DIN-standard | 222.054
NTVS25-6,3M | District heat valve, 2-way, DN25, kvs 6.3, nod.iron, DIN, st. steel | Cena uz pieprasījumu
NTVS32-10 | District heat valve, 2-way, DN32, kvs 10, nodular iron, DIN-standard | 247.044
NTVS32-10M | District heat valve, 2-way, DN32, kvs 10, nod. iron, DIN, st. steel | Cena uz pieprasījumu
NTVS32-16 | District heat valve, 2-way, DN32, kvs 16, nodular iron, DIN-standard | 247.044
NTVS32-16M | District heat valve, 2-way, DN32, kvs 16, nodular iron, DIN, st. steel | Cena uz pieprasījumu
NTVS32-4,0 | District heat valve, 2-way, DN32, kvs 4.0, nodular iron, DIN-standard | 247.044
NTVS32-4,0M | District heat valve, 2-way, DN32, kvs 4.0, nod. iron, DIN, st. steel | Cena uz pieprasījumu
NTVS32-6,3 | District heat valve, 2-way, DN32, kvs 6.3, nodular iron, DIN-standard | 247.044
NTVS32-6,3M | District heat valve, 2-way, DN32, kvs 6.3, nod. iron, DIN, st. steel | Cena uz pieprasījumu
NTVS40-10 | District heat valve, 2-way, DN40, kvs 10, nodular iron, DIN-standard | 269.892
NTVS40-10M | District heat valve, 2-way, DN40, kvs 10, nodular iron, DIN, st. steel | Cena uz pieprasījumu
NTVS40-16 | District heat valve, 2-way, DN40, kvs 16, nodular iron, DIN-standard | 278.46
NTVS40-16M | District heat valve, 2-way, DN40, kvs 16, nodular iron, DIN, st. steel | Cena uz pieprasījumu
NTVS40-27 | District heat valve, 2-way, DN40, kvs 27, nodular iron, DIN-standard | 278.46
NTVS40-27M | District heat valve, 2-way, DN40, kvs 27, nodular iron, DIN, st. steel | Cena uz pieprasījumu
NTVS40-6,3 | District heat valve, 2-way, DN40, kvs 6.3, nodular iron, DIN-standard | 278.46
NTVS40-6,3M | District heat valve, 2-way, DN40, kvs 6.3, nod. iron, DIN, st. steel | Cena uz pieprasījumu
NTVS50-10 | District heat valve, 2-way, DN50, kvs 10, nodular iron, DIN-standard | 365.568
NTVS50-10M | District heat valve, 2-way, DN50, kvs 10 nodular iron, DIN, st. steel | Cena uz pieprasījumu
NTVS50-16 | District heat valve, 2-way, DN50, kvs 16, nodular iron, DIN-standard | 365.568
NTVS50-16M | District heat valve, 2-way, DN50, kvs 16, nodular iron, DIN, st.steel | Cena uz pieprasījumu
NTVS50-27 | District heat valve, 2-way, DN50, kvs 27, nodular iron, DIN-standard | 365.568
NTVS50-27M | District heat valve, 2-way, DN50, kvs 27, nodular iron, DIN, st.steel | Cena uz pieprasījumu
NTVS50-39 | District heat valve, 2-way, DN50, kvs 39, nodular iron, DIN-standard | 365.568
NTVS50-39M | District heat valve, 2-way, DN50, kvs 39, nodular iron, DIN, st.steel | Cena uz pieprasījumu
NTVS50-6,3 | District heat valve, 2-way, DN50, kvs 6.3, nodular iron, DIN-standard | 365.568
NTVS50-6,3M | District heat valve, 2-way, DN50, kvs 6.3, nodular iron, DIN, st.steel | Cena uz pieprasījumu
NTVS65-16 | District heat valve, 2-way, DN65, kvs 16, nodular iron, DIN-standard | 417.69
NTVS65-16M | District heat valve, 2-way, DN65, kvs 16, nodular iron, DIN, st.steel | Cena uz pieprasījumu
NTVS65-27 | District heat valve, 2-way, DN65, kvs 27, nodular iron, DIN-standard | 417.69
NTVS65-27M | District heat valve, 2-way, DN65, kvs 27, nodular iron, DIN, st.steel | Cena uz pieprasījumu
NTVS65-39 | District heat valve, 2-way, DN65, kvs 39, nodular iron, DIN-standard | 417.69
NTVS65-39M | District heat valve, 2-way, DN65, kvs 39, nodular iron, DIN, st.steel | Cena uz pieprasījumu
NTVS65-63 | District heat valve, 2-way, DN65, kvs 63, nodular iron, DIN-standard | 417.69
NTVS65-63M | District heat valve, 2-way, DN65, kvs 63, nodular iron, DIN, st steel | Cena uz pieprasījumu
NTVS80-100 | District heat valve, 2-way, DN80, kvs 100, nodular iron, DIN-standard | 554.778
NTVS80-100M | District heat valve, 2-way, DN80, kvs 100, nod. iron, DIN, st. steel | Cena uz pieprasījumu
OP10 | Optigo, controller, 10 I/Os, 24V, display, DIN-rail mounting | 199.206
OP10-230 | Optigo, controller, 10 I/Os, 230V, display, DIN-rail mounting | 202.776
OP5U | Optigo, controller, 5 I/Os, 24V, display, DIN-rail mounting | 132.9468
OPTO-CABLE-USB | Optocoupler with USB interface for energy meters | Cena uz pieprasījumu
OPTO-TOOL | Software for energy meters | 145.1562
OVA-011 | Adapter kit for RVAN actuators on Honeywell valves DN15-80 | 66.4734
OVA-013 | Adapter kit for RVAN actuators on Honeywell valves DN100-150 | 66.4734
OVA-015 | Adapter kit for RVAN5.../RVAN10 on Belimo valve Ø8mm stem | 42.0546
OVA-020 | Adapter kit for RVAN5.../RVAN10 on Danfoss valve | 60.69
OVA-031 | Adapter kit for RVAN actuators on TAC valves DN65-100 | 33.6294
OVA-081 | Adapter kit for RVAN actuators on Siemens valves DN15-50 | 16.779
OVA-082 | Adapter kit for RVAN actuators on Siemens valves DN65-150 | 16.779
OVA-121 | Adapter kit for RVAN actuators on STR/STV valves | 16.779
OVA-131 | Adapter kit for RVAN actuators on TAC valves DN15-50 | 33.6294
OVA-132 | Adapter kit for RVAN5/10 actuators on old OAB valves with 3/8" stem | 33.6294
OVA-133 | Adapter kit for RVAN18/25actuators on old OAB valves with 3/8" stem | 33.6294
OVA-134 | Adapter kit for RVAN5/10 actuators on MMR/MMV valves DN15-50 | 33.6294
OVA-141 | Adapter kit for RVAN5/RVA10 actuators on Controlli VSB-VMB valves | 16.779
OVA-151 | Adapter kit for RVAN5.../RVAN10... actuators on Sauter valves | 74.8986
OVA-161 | Adapter kit for RVAN5/10 on Geamatic valve DN15-50 with M6 stem | 33.6294
OVA-171 | Adapter kit for RVAN5 on IMI valve KTM512 DN15-50 | 25.2042
OVA-231 | Adapter kit for RVAN5 actuators on TAC valves DN15 with small neck | 33.6294
OVA-A1 | Adapter kit for RVAN5/RVAN10 actuators on ARI valves 485-488 DN15-50 | 25.2042
OVA-A2 | Adapter kit for RVAN18/RVAN25 actuators on ARI valves 485-486 DN65-100 | 25.2042
OVA-A3 | Adapter kit for RVAN18/RVAN25 actuators on ARI valves 485-488 DN40-50 | 25.2042
OVA-B6 | Adapter kit for Belimo actuators, type EV | 33.6294
OVA-B7 | Adapter kit for Belimo actuators, type NV...-TPC | 33.6294
OVA-F1 | Adapter kit for RVAN5 and RVAN10 | 15.2796
OVA-F2 | Adapter kit for RVAN18 and RVAN25 | 15.2796
OVA-F3 | Stem connector for RVAN5 and RVAN10 | 15.2796
OVA-F4 | Stem connector for RVAN18 and RVAN25 | 15.2796
OVA-FM25 | Adapter kit for RVAN5.../RVAN10 on WSE/Norshunt FM25 shunt | 33.6294
OVA-FM50 | Adapter kit for RVAN18 on WSE/Norshunt FM50 shunt | 33.6294
OVA-H1 | Adapter kit for RVAN5 and RVAN10 on HORA valves | 25.2042
OVA-H2 | Adapter kit for RVAN18 and RVAN25 on HORA valves | 25.2042
OVA-J1 | Adapter for RVAN5/10 on Johnson valves M28x1.5 neck, 1/4"UNF-28 stem | 24.99
OVA-L1 | Adapter kit for RVAZ4L1 on LDM valves (MVFL valves) | 4.5696
OVA-S1 | Adapter kit for Siemens actuators | 66.4734
OVA-T1 | Adapter kit for TAC actuators, type M400 and M800 | 33.6294
OVA-T2 | Adapter kit for TAC M400/M800 and older valves, 3/8 UNF thread | 33.6294
OVC-Z15 | Steel pipe connection for zone valve, DN15 (G 1/2") | 4.5696
OVC-Z20 | Steel pipe connection for zone valve, DN20 (G 3/4") | 6.8544
OVC-Z25 | Steel pipe connection for zone valve, DN25 (G 1") | 11.4954
PASTA-20 | Heat conductive paste in tube, 20g | 14.4942
PBIE | 1-pole switch with indication for wall socket installations, Exxact | 53.4786
PCMTV125-150-F106 | Pressure independent valve, DN125-150, 106000l/h, with smart actuator | 3805.62
PCMTV15-F150 | Pressure independent valve, DN15, 150 l/h, with measuring port | 104.6724
PCMTV15-F600 | Pressure independent valve, DN15, 600 l/h, with measuring port | 104.6724
PCMTV15-F780 | Pressure independent valve, DN15, 780 l/h, with measuring port | 112.3122
PCMTV200-250-F277 | Pressure independent valve, DN200-250, 277000l/h, with smart actuator | Cena uz pieprasījumu
PCMTV20-F1000 | Pressure independent valve, DN20, 1000 l/h, with measuring port | 122.2368
PCMTV20-F1500 | Pressure independent valve, DN20, 1500 l/h, with measuring port | 142.8714
PCMTV20-F2200 | Pressure independent valve, DN20, 2200 l/h, with measuring port | 201.348
PCMTV20-F2700 | Pressure independent valve, DN20, 2700 l/h, with measuring port | 224.196
PCMTV25-F1500 | Pressure independent valve, DN25,1500 l/h, with measuring port | 142.8714
PCMTV25-F2200 | Pressure independent valve, DN25,2200 l/h, with measuring port | 201.348
PCMTV25-F2700 | Pressure independent valve, DN25, 2700 l/h, with measuring port | 224.196
PCMTV32-F2700 | Pressure independent valve, DN32, 2700 l/h, with measuring port | 224.196
PCMTV32-F3000 | Pressure independent valve, DN32, 3000 l/h, with measuring port | 263.466
PCMTV32-F6 | Pressure independent valve, DN32, 6000 l/h, with measuring port | 581.91
PCMTV40-F9 | Pressure independent valve, DN40, 9000 l/h, with measuring port | 1115.982
PCMTV50-65-80-F25 | Pressure independent valve, DN50-65-80, 25000 l/h, with smart actuator | 1930.656
PCMTV50-65-80-F35 | Pressure independent valve, DN50-65-80, 35000 l/h, with smart actuator | 1930.656
PCMTV50-F12 | Pressure independent valve, DN50, 12000 l/h, with measuring port | 1297.338
PCMTV50-F18 | Pressure independent valve, DN50, 18000 l/h, with measuring port | 1590.078
PCMTV80-100-F72 | Pressure independent valve, DN80-100, 72000l/h, with smart actuator | 3374.364
PCTVS15-F150 | Pressure independent valve, DN15, 150 l/h | 88.6074
PCTVS15-F600 | Pressure independent valve, DN15, 600 l/h | 88.6074
PCTVS15-F900 | Pressure independent valve, DN15, 900 l/h | 88.6074
PCTVS20-F600 | Pressure independent valve, DN20, 600 l/h | 88.6074
PCTVS20-F900 | Pressure independent valve, DN20, 900 l/h | 88.6074
PDT12 | Differential pressure transmitter, 0-1250Pa, 0-10V | 149.0118
PDT12C | Differential pressure transmitter, 0-1250Pa, Modbus | 191.352
PDT12C-2 | Differential pressure transmitter, 0-1250Pa, 2 sensor elements, Modbus | 267.036
PDT12S25-2 | Diff pressure transmitter, 0-1250/0-2500Pa, 2 sensor elements, 0-10V | 224.91
PDT12S25C-2 | Diff pressure transmitter, 0-1250/0-2500Pa, 2 sensor elements, Modbus | 267.036
PDT12S75-2 | Diff pressure transmitter, 0-1250/0-7500Pa, 2 sensor elements, 0-10V | 224.91
PDT12S75C-2 | Diff pressure transmitter, 0-1250/0-7500Pa, 2 sensor elements, Modbus | 267.036
PDT25 | Differential pressure transmitter, 0-2500Pa, 0-10V | 149.0118
PDT25C | Differential pressure transmitter, 0-2500Pa, Modbus | 191.352
PDT25C-2 | Differential pressure transmitter, 0-2500Pa, 2 sensor elements, Modbus | 267.036
PDT75 | Differential pressure transmitter, 0-7500Pa, 0-10V | 149.0118
PDT75C | Differential pressure transmitter, 0-7500Pa, Modbus | 191.352
PDTX12-2-C | Differential pressure transmitter, 0-1250Pa, 2 sensors, 2xUI, 2xUO | 305.592
PDTX12-C | Differential pressure transmitter, 0-1250Pa, 2xUI, 2xUO | 230.622
PDTX12S25-C | Differential pressure transmitter, 0-1250/0-2500Pa, 2xUI, 2xUO | 305.592
PDTX12S75-C | Differential pressure transmitter, 0-1250/0-7500Pa, 2xUI, 2xUO | 305.592
PDTX25-2-C | Differential pressure transmitter, 0-2500Pa, 2 sensors, 2xUI, 2xUO | 305.592
PDTX25-C | Differential pressure transmitter, 0-2500Pa, 2xUI, 2xUO | 230.622
PDTX75-C | Differential pressure transmitter, 0-7500Pa, 2xUI, 2xUO | 230.622
PLTCE | Angle plug-in terminal blocks for EXOcompact, Optigo, Ardo and Corrigo | 25.9896
PLT-E15 | A set of plug-in terminals for EXOcompact, Ardo & Corrigo 15 I/O | 12.9948
PLT-E28 | A set of plug-in terminals for EXOcompact, Ardo & Corrigo 28 I/O | 19.1352
PLT-E8 | A set of plug-in terminals for EXOcompact, Ardo & Corrigo 8 I/O | 9.1392
POWERPACK-EM | Power pack 230V AC for SSU and SSCU energy meter | 177.2148
POWERPACK-EM-24 | Power pack 24V AC for SSU and SSCU energy meter | 209.916
PS-110-3/4 | Threaded adapter to replace flow meter (G3/4") (L=110mm) | 9.9246
PS-130-1 | Threaded adapter to replace flow meter (G1") (L=130mm) | 14.4942
PS-150-1 1/4 | Threaded adapter to replace flow meter (G1 1/4") (L=150mm) | 32.844
PS-200-2 | Threaded adapter to replace flow meter (G2") (L=200mm) | 54.978
PS-260-1 1/4 | Threaded adapter to replace flow meter (G1 1/4") (L=260mm) | 32.844
PS-300-2 | Threaded adapter to replace flow meter (G2") (L=300mm) | 54.978
PULSER/D | Electrical heating controller, 16A, 230/400V, DIN-rail mounting | 77.1834
PULSER230X010 | Electrical heating controller, 16A, 230V, for 0-10V control signal | 109.242
PULSER400X010 | Electrical heating controller, 16A, 400V, for 0-10V control signal | 109.242
PULSER-ADD | Electrical heating controller, add-on unit, 16A, 230/400V, room mount | 77.1834
PULSER-M | Electrical heating controller, 16A, 230/400V, min/max limitation | 77.1834
PULSER-X/D | Electrical heating controller, 16A, 230/400V, 0-10V input, DIN-rail | 109.242
R31 | Room thermostat 7...30°C | 22.9194
RB3 | Relay unit for Regio RC-...F... in fan-coil applications | 41.2692
RC | Regio zone controller, 0-10V or on/off, room mounting | 104.6724
RC-A203W-4-TP | Regio Ardo, 20 I/O, 2 x RS485, Ethernet, terminal protection | 294.882
RC-C3 | Regio zone controller, 0-10V or on/off, setpoint, communication, room | 159.6504
RC-C3DFOC | Regio zone controller, 0-10V or on/off, occup, fan ctrl, comm, room | 189.924
RC-C3DOC | Regio zone controller, 0-10V or on/off, occup, displ, CO2, comm, room | 184.926
RC-C3DOC-BLACK | Regio zone controller, 0-10V or on/off, occup, displ, CO2, comm, room | 184.926
RC-C3H | Regio zone controller, 0-10V or on/off, hidden setpoint, comm, room | 172.6452
RC-C3O | Regio zone controller, 0-10V or on/off, occupancy, communication, room | 172.6452
RCC-C3DOCS | Room Controller, 0...10V or On/off, display, com, CO2 single beam | 495.516
RCC-C3HCS | Room controller, 0...10V or On/Off, hidden, com, CO2 single beam | 461.958
RCC-CONN:10 | Connector plates for RCC room units, 10pcs | 78.6828
RC-CDFO | Regio zone controller, 0-10V or on/off, occupancy, fan control, room | 189.924
RC-CDTO | Regio zone controller, 3-point, occupancy, display, comm, room mount | 189.924
RC-CF | Regio zone controller, 0-10V or on/off, fan ctrl, comm, room mounting | 176.5008
RC-CFO | Regio zone controller, 0-10V or on/off, occup, fan ctrl, comm, room | 176.5008
RC-CONN:10 | Connector plates for RC room units, 10pcs | 91.6776
RC-CT | Regio zone controller, 3-point, communication, room mounting | 155.8662
RC-CTH | Regio zone controller, 3-point, hidden setpoint, communication, room | 172.6452
RC-CTO | Regio zone controller, 3-point, occupancy, communication, room mount | 176.5008
RC-DFO | Regio zone controller, 0-10V or on/off, occup, fan ctrl, display, room | 126.0924
RC-DO | Regio zone controller, 0-10V or on/off, occupancy, display, room mount | 117.6672
RC-DTO | Regio zone controller, 3-point, occupancy, display, room mounting | 117.6672
RC-E163W-1-TP | Regio Eedo, 16 I/O, 2 x RS485, Ethernet, terminal protection | 312.018
RCF-230AD | Fan-coil controller, 230V, 0-10V, room mounting | 98.532
RCF-230CAD | Fan-coil controller, 230V, 0-10V, communication, room mounting | 162.7206
RCF-230CD | Fan-coil controller, 230V, on/off, change-over, communication, room | 136.731
RCF-230CTD | Fan-coil controller, 230V, thermal or 3-point, communication, room | 145.9416
RCF-230CTD-EC | Fan-coil controller, 230V, thermal or 3-point, communication, room | 145.9416
RCF-230D | Fan-coil thermostat, 230V, on/off, change-over, room mounting | 84.8232
RCF-230TD | Fan-coil controller, 230V, thermal or 3-point, room mounting | 87.8934
RCFD-230C | Fan-coil controller, 230V, touch display, on/off, change-over, com. | 227.052
RC-H | Regio zone controller, 0-10V or on/off, hidden setpoint, room mounting | 109.242
RC-O | Regio zone controller, 0-10V or on/off, occupancy, room mounting | 109.242
RC-T | Regio zone controller, 3-point, room mounting | 104.6724
RC-TEST | Service adapter for Regio RC units | 78.6828
RC-TO | Regio zone controller, 3-point, occupancy, room mounting | 109.242
RCW-M32 | Wireless receiver with Modbus communication, 32 channels | 296.31
RDAS10-230 | Damper actuator, 10Nm, on/off or 3-point, 230V | 117.6672
RDAS10-230S | Damper actuator, 10Nm, on/off or 3-point, 230V, with auxiliary switch | 136.731
RDAS10-24 | Damper actuator, 10Nm, on/off or 3-point, 24V | 117.6672
RDAS10-24A | Damper actuator, 10Nm, 0-10V, 24V | 184.212
RDAS10-24S | Damper actuator, 10Nm, on/off or 3-point, 24V, with auxiliary switch | 136.731
RDAS18S-230 | Damper actuator with spring return, 18Nm, on/off, 230V | 290.598
RDAS18S-230S | Damper actuator with spring return, 18Nm, on/off, 230V, with auxiliary | 318.444
RDAS18S-24 | Damper actuator with spring return, 18Nm, on/off, 24V | 255.612
RDAS18S-24A | Damper actuator with spring return, 18Nm, 0-10V, 24V | 297.738
RDAS18S-24S | Damper actuator with spring return, 18Nm, on/off, 24V, aux. switch | 287.742
RDAS20-230 | Damper actuator, 20Nm, on/off or 3-point, 230V | 165.0054
RDAS20-230S | Damper actuator, 20Nm, on/off or 3-point, 230V, with auxiliary switch | 185.64
RDAS20-24 | Damper actuator, 20Nm, on/off or 3-point, 24V | 160.4358
RDAS20-24A | Damper actuator, 20Nm, 0-10V, 24V | 223.482
RDAS20-24AS | Damper actuator, 20Nm, 0-10V, 24V, with auxiliary switch | 247.758
RDAS20-24S | Damper actuator, 20Nm, on/off or 3-point, 24V, with auxiliary switch | 175.7154
RDAS35-230 | Damper actuator, 35Nm, 3-point, 230V | 238.476
RDAS35-24 | Damper actuator, 35Nm, 3-point, 24V AC | 238.476
RDAS35-24A | Damper actuator, 35Nm, 0-10V, 24V AC | 299.166
RDAS4S-230 | Damper actuator with spring return, 4Nm, on/off, 230V | 187.068
RDAS4S-230S | Damper actuator w/ spring return, 4Nm, on/off, 230V, auxiliary switch | 217.056
RDAS4S-24 | Damper actuator with spring return, 4Nm, on/off, 24V | 170.3604
RDAS4S-24A | Damper actuator with spring return, 4Nm, 0-10V, 24V | 223.482
RDAS4S-24S | Damper actuator w/ spring return, 4Nm, on/off, 24V, auxiliary switch | 199.92
RDAS5-230 | Damper actuator, 5Nm, on/off or 3-point, 230V | 106.1718
RDAS5-230S | Damper actuator, 5Nm, on/off or 3-point, 230V, with auxiliary switch | 133.7322
RDAS5-24 | Damper actuator, 5Nm, on/off or 3-point, 24V | 98.532
RDAS5-24A | Damper actuator, 5Nm, 0-10V, 24V | 142.8714
RDAS5-24S | Damper actuator, 5Nm, on/off or 3-point, 24V, with auxiliary switch | 132.1614
RDAS7S-230 | Damper actuator with spring return, 7Nm, on/off, 230V | 218.484
RDAS7S-230S | Damper actuator with spring return, 7Nm, on/off, 230V, aux. switch | 245.616
RDAS7S-24 | Damper actuator with spring return, 7Nm, on/off, 24V | 199.92
RDAS7S-24A | Damper actuator with spring return, 7Nm, 0-10V, 24V | 236.334
RDAS7S-24S | Damper actuator with spring return, 7Nm, on/off, 24V, aux. switch | 227.766
RFA:10 | Rökampull och flaska, 10st. Titantetraklorid 99,9% | 213.486
RM6-24/D | Relay unit, 6 relays, 230V, DIN-rail mounting | 126.8064
RM6H-24/D | Relay unit, 6 relays, 230V, manual/auto switches, DIN-rail mounting | 181.356
RPW | Wireless Repeater | 266.322
RR-G3 | Sensor for SPINN/D rotation sentinel incl magnet | 30.5592
RRT025A | Electromechanical room thermostat for fan-coil | 32.0586
RTA-CASE | Adapter kit RTAM/RTAOM | 128.3772
RTAM100-230 | Thermal actuator 230V, on/off, NC, 2m cable | 32.0586
RTAM100-24 | Thermal actuator 24V, on/off, NC, 2m cable | 32.0586
RTAM100-24A | Thermal actuator 24V, 0-10V, NC, 2m cable | 99.3174
RTAM125-230 | Thermal actuator 125N, 230V, on/off, NC, 2m cable | 37.4136
RTAM125-24 | Thermal actuator 24V, 125N, on/off, NC, 2m cable | 37.4136
RTAM125-24A | Thermal actuator 24V, 125N, 0-10V, NC, 2m cable | 106.9572
RTAN140-230 | Thermal actuator 230V, 140N, on/off, NC, 2m cable | 30.5592
RTAN140-24 | Thermal actuator 24V, 140N, on/off, NC, 2m cable | 30.5592
RTAN140-24A | Thermal actuator 24V, 140N, 0-10V, NC, 2m cable | 80.9676
RTAN-230 | Thermal actuator 230V, 100N, on/off, NC, 2m cable | 25.9896
RTAN-24 | Thermal actuator 24V, 100N, on/off, NC, 2m cable | 25.9896
RTAN-24A | Thermal actuator 24V, 100N, 0-10V, NC, 2m cable | 77.8974
RTAOM100-230 | Thermal actuator 230V, on/off, NO, 2m cable | 32.0586
RTAOM100-24 | Thermal actuator 24V, on/off, NO, 2m cable | 32.0586
RTAOM100-24A | Thermal actuator 24V, 0-10 V, NO, 2 m cable | 121.4514
RTAOM125-230 | Thermal actuator 230V, 125N, on/off, NO, 2m cable | 36.6996
RTAOM125-24 | Thermal actuator 24V, 125N, on/off, NO, 2m cable | 36.6996
RTV10 | Zone valve 2-way, DN10, kvs 0.7, for the RTA(O)M actuators | Cena uz pieprasījumu
RTV15 | Zone valve 2-way, DN15, kvs 1.4, for the RTA(O)M actuators | Cena uz pieprasījumu
RV210 | 2-way valve, DN10, with flow preset | Cena uz pieprasījumu
RV215 | 2-way valve, DN15, with flow preset | Cena uz pieprasījumu
RV220 | 2-way valve, DN20, with flow preset | Cena uz pieprasījumu
RVAB4-230 | Actuator for Ball valves BV DN15-25 , 4Nm, 230V AC, 3-point | 76.398
RVAB4-24 | Actuator for Ball valves BV DN15-25, 4Nm, 24V AC, 3- point | 76.398
RVAB4-24A | Actuator for Ball valves BV DN15-25, 4Nm, 24V AC, 0-10V | 126.8064
RVAB5-230 | Actuator for Ball valves BV DN32-50, 5Nm, 230V AC, 3-point | 118.4526
RVAB5-24 | Actuator for Ball valves BV DN32-50, 5Nm, 24V AC, 3-point | 118.4526
RVAB5-24A | Actuator for Ball valves BV DN32-50, 5Nm, 24V AC, 0-10V | 168.0756
RVAFC-2302 | Valve actuator for ZFCM, 2-way, 230V | 31.3446
RVAFC-2303 | Valve actuator for ZFCM, 3-way, 230V | 31.3446
RVAN10-230 | Valve actuator, 1000N, 230V AC, 3-point | 287.742
RVAN10-24 | Valve actuator, 1000N, 24V AC, 3-point | 251.328
RVAN10-24A | Valve actuator, 1000N, 24V, 30s, 0-10V | 323.442
RVAN18-230 | Valve actuator, 1800N, 230V AC, 3-point | 509.796
RVAN18-24 | Valve actuator, 1800N, 24V AC, 3-point | 474.096
RVAN18-24A | Valve actuator, 1800N, 24V, 0-10V | 544.782
RVAN25-230 | Valve actuator, 2500N, 230V AC, 3-point | 672.588
RVAN25-24 | Valve actuator, 2500N, 24V AC, 3-point | 637.602
RVAN25-24A | Valve actuator, 2500N, 24V, 0-10V | 698.292
RVAN5-230 | Valve actuator, 500N, 230V AC, 3-point | 242.046
RVAN5-24 | Valve actuator, 500N, 24V AC, 3-point | 205.632
RVAN5-24A | Valve actuator, 500N, 24V, 30s, 0-10V | 270.606
RVAR5-24A | Valve actuator for MMR/MMV, 500N, 24V, 0-10V | 234.192
RVASN08-230 | Rotary actuator for PCMTV, DN32-50, 8Nm, 230V AC, on/off or 3-point | 241.332
RVASN08-24 | Rotary actuator for PCMTV, DN32-50, 8Nm, 24V AC, on/off or 3-point | 224.196
RVASN08-24A | Rotary actuator for PCMTV, DN32-50, 8Nm, 24V AC, 0-10V proportional | 285.6
RVAZ4-230 | Valve actuator, 400N, 230V AC, 3-point, 2m cable | 93.177
RVAZ4-24 | Valve actuator, 400N, 24V AC, 3-point, 2m cable | 93.177
RVAZ4-24A | Valve actuator, 400N, 24V, 0-10V, 2m cable | 126.8064
RVAZ4L1-230 | Valve actuator, 400N, 230V AC, 3-point, 2m cable | 93.177
RVAZ4L1-24 | Valve actuator, 400N, 24V AC, 3-point, 2m cable | 93.177
RVAZ4L1-24A | Valve actuator, 400N, 24V, 0-10V, 2m cable | 126.8064
RV-TOOL | Tool to preset flow on RV2-valves | Cena uz pieprasījumu
S02420001 | O-ring kit for BTV valves | 3.0702
S0603080300 | Spare parts kit, packing box for NTVS, GTVS/GTRS, MTRS/MTVS, 2SBS, etc | 9.1392
S2951452201 | Stem connector, internal M8, external M8 | 3.0702
S6321457301 | Spare parts kit, packing box for BTV/BTR, MRT, MMR/MMV, STR/STV, FRS | 20.6346
S65 | Smoke detector, ionisation, service alarm, ceiling mounting | 69.5436
S65-OE | Smoke detector, optical, service alarm, ceiling mounting | 71.043
SB4095/B | Base plate for R31, R33 and R34 thermostats | 3.8556
S-BP | Base for S65 | 12.9948
S-BPR-S65 | Base for S65 with built-in relay | 90.8922
SC1/D | Step controller, 0-10V to 1 on/off, 24V, DIN-rail mounting | 97.818
SC2/D | Step controller, 0-10V to 2 on/off (sequence or binary), 24V, DIN-rail | 114.597
SDD-OE65 | Smoke detector, optical, service alarm, duct mounting | 170.3604
SDD-OE65-RAC | Smoke detector, optical, service alarm, built-in relay, duct mounting | 199.206
SDD-S65 | Smoke detector, ionisation, service alarm, duct mounting | 175.7154
SDD-S65-RAC | Smoke detector, ionisation, service alarm, built-in relay, duct mount. | 194.922
SPINN/D | Rotation sentinel, alarm unit, 230V, DIN-rail mounting | 82.5384
SS-260 | Smoke spray for testing smoke detectors | 60.333
SSCU100-60-CR-M | Cooling meter,ultrasonic sensor, DN100, Flanged PN25, 60m³/h, M-Bus | 3110.898
SSCU100-60-CR-MPI | Cooling, Ultrasonic, DN100, Flanged PN25, 60m³/h, M-Bus + 3 Pulse In | 3140.886
SSCU100-60-CR-PO | Cooling, Ultrasonic, DN100, Flanged PN25, 60m³/h, Pulse output | 3186.582
SSCU100-60-HR-M | Heat meter,ultrasonic sensor, DN100, Flanged PN25, 60m³/h, M-Bus | 3110.898
SSCU100-60-HR-MPI | Heat, Ultrasonic, DN100, Flanged PN25, 60m³/h, M-Bus + 3 Pulse In | 3140.886
SSCU100-60-HR-PO | Heat, Ultrasonic, DN100, Flanged PN25, 60m³/h, Pulse output | 3186.582
SSCU25-3.5-CR-M | Cooling meter,ultrasonic sensor, DN25, Flanged PN25, 3,5m³/h, M-Bus | 1209.516
SSCU25-3.5-CR-MPI | Cooling, Ultrasonic, DN25, Flanged PN25, 3,5m³/h, M-Bus + 3 Pulse In | 1238.076
SSCU25-3.5-CR-PO | Cooling, Ultrasonic, DN25, Flanged PN25, 3,5m³/h, Pulse output | 1284.486
SSCU25-3.5-HR-M | Heat meter,ultrasonic sensor, DN25, Flanged PN25, 3,5m³/h, M-Bus | 1209.516
SSCU25-3.5-HR-MPI | Heat, Ultrasonic, DN25, Flanged PN25, 3,5m³/h, M-Bus + 3 Pulse In | 1238.076
SSCU25-3.5-HR-PO | Heat, Ultrasonic, DN25, Flanged PN25, 3,5m³/h, Pulse output | 1284.486
SSCU25-6.0-CR-M | Cooling meter,ultrasonic sensor, DN25, Flanged PN25, 6,0m³/h, M-Bus | 1209.516
SSCU25-6.0-CR-MPI | Cooling, Ultrasonic, DN25, Flanged PN25, 6,0m³/h, M-Bus + 3 Pulse In | 1238.076
SSCU25-6.0-CR-PO | Cooling, Ultrasonic, DN25, Flanged PN25, 6,0m³/h, Pulse output | 1284.486
SSCU25-6.0-HR-M | Heat meter,ultrasonic sensor, DN25, Flanged PN25, 6,0m³/h, M-Bus | 1209.516
SSCU25-6.0-HR-MPI | Heat, Ultrasonic, DN25, Flanged PN25, 6,0m³/h, M-Bus + 3 Pulse In | 1238.076
SSCU25-6.0-HR-PO | Heat, Ultrasonic, DN25, Flanged PN25, 6,0m³/h, Pulse output | 1284.486
SSCU40-10-CR-M | Cooling meter,ultrasonic sensor, DN40, Flanged PN25,10m³/h, M-Bus | 1438.71
SSCU40-10-CR-MPI | Cooling, Ultrasonic, DN40, Flanged PN25,10m³/h, M-Bus + 3 Pulse In | 1467.984
SSCU40-10-CR-PO | Cooling, Ultrasonic, DN40, Flanged PN25,10m³/h, Pulse output | 1512.966
SSCU40-10-HR-M | Heat meter,ultrasonic sensor, DN40,10 m/h3, M-Bus | 1438.71
SSCU40-10-HR-MPI | Heat, Ultrasonic, DN40, Flanged PN25,10m³/h, M-Bus + 3 Pulse In | 1467.984
SSCU40-10-HR-PO | Heat, Ultrasonic, DN40, Flanged PN25,10m³/h, Pulse output | 1512.966
SSCU50-15-CR-M | Cooling meter,ultrasonic sensor, DN50, Flanged PN25,15m³/h, M-Bus | 1772.148
SSCU50-15-CR-MPI | Cooling, Ultrasonic, DN50, Flanged PN25,15m³/h, M-Bus + 3 Pulse In | 1800.708
SSCU50-15-CR-PO | Cooling, Ultrasonic, DN50, Flanged PN25,15m³/h, Pulse output | 1847.118
SSCU50-15-HR-M | Heatmeter with ultrasonic flow meter, DN50,15m3,M-Bus | 1772.148
SSCU50-15-HR-MPI | Heat, Ultrasonic, DN50, Flanged PN25,15m³/h, M-Bus + 3 Pulse In | 1800.708
SSCU50-15-HR-PO | Heat, Ultrasonic, DN50, Flanged PN25,15m³/h, Pulse output | 1847.118
SSCU65-25-CR-M | Cooling meter,ultrasonic sensor, DN65, Flanged PN25, 25m³/h, M-Bus | 2154.852
SSCU65-25-CR-MPI | Cooling, Ultrasonic, DN65, Flanged PN25, 25m³/h, M-Bus + 3 Pulse In | 2184.126
SSCU65-25-CR-PO | Cooling, Ultrasonic, DN65, Flanged PN25, 25m³/h, Pulse output | 2228.394
SSCU65-25-HR-M | Heat meter,ultrasonic sensor, DN65, Flanged PN25, 25 m/h3, M-Bus | 2154.852
SSCU65-25-HR-MPI | Heat, Ultrasonic, DN65, Flanged PN25, 25m³/h, M-Bus + 3 Pulse In | 2184.126
SSCU65-25-HR-PO | Heat, Ultrasonic, DN65, Flanged PN25, 25m³/h, Pulse output | 2228.394
SSCU80-40-CR-M | Cooling meter,ultrasonic sensor, DN80, Flanged PN25, 40m³/h, M-Bus | 2228.394
SSCU80-40-CR-MPI | Cooling, Ultrasonic, DN80, Flanged PN25, 40m³/h, M-Bus + 3 Pulse In | 2309.076
SSCU80-40-CR-PO | Cooling, Ultrasonic, DN80, Flanged PN25, 40m³/h, Pulse output | 2353.344
SSCU80-40-HR-M | Heat meter,ultrasonic sensor, DN80, Flanged PN25, 40m³/h, M-Bus | 2279.088
SSCU80-40-HR-MPI | Heat, Ultrasonic, DN80, Flanged PN25, 40m³/h, M-Bus + 3 Pulse In | 2309.076
SSCU80-40-HR-PO | Heat, Ultrasonic, DN80, Flanged PN25, 40m³/h, Pulse output | 2353.344
SSU15-0.6-HR-M | Heat, ultrasonic, DN15, PN16, threaded G3/4", 0,6m³/h, M-Bus | 322.728
SSU15-0.6-HR-MPI | Heat, ultrasonic, DN15, PN16, G3/4", 0,6m³/h, M-bus + 3 pulse inputs | 359.142
SSU15-0.6-HR-PO | Heat, ultrasonic, DN15, PN16, G3/4", 0,6m³/h, Pulse output | 332.724
SSU15-1.5-CR-M | Cooling, Ultrasonic, DN15, PN16, threaded G3/4", 1,5m³/h, M-bus | 359.142
SSU15-1.5-CR-MPI | Cooling, ultrasonic, DN15, PN16, G3/4", 1,5m³/h, M-bus+3 pulse inputs | 396.27
SSU15-1.5-CR-PO | Cooling , Ultrasonic, DN15, PN16, G3/4", 1,5m³/h, Pulse output | 369.138
SSU15-1.5-HR-M | Heat meter, Ultrasonic, DN15, PN16, threaded G3/4", 1,5m³/h, M-Bus | 322.728
SSU15-1.5-HR-MPI | Heat, ultrasonic, DN15, PN16, G3/4", 1,5m³/h, M-bus + 3 pulse inputs | 359.142
SSU15-1.5-HR-PO | Heat, Ultrasonic, DN15, PN16, G3/4", 1,5m³/h, Pulse output | 332.724
SSU20-2.5-CR-M | Cooling, Ultrasonic, DN20, PN16, threaded G1", 2,5m³/h, M-bus | 369.138
SSU20-2.5-CR-MPI | Cooling, ultrasonic, DN20, PN16, G1", 2,5m³/h, M-bus + 3 pulse inputs | 405.552
SSU20-2.5-CR-PO | Cooling , Ultrasonic, DN20, PN16, G1", 2,5m³/h, Pulse output | 377.706
SSU20-2.5-HR-M | Heat meter, Ultrasonic, DN20, PN16, threaded G1", 2,5m³/h, M-Bus | 332.724
SSU20-2.5-HR-MPI | Heat, ultrasonic, DN20, PN16, G1", 2,5m³/h, M-bus + 3 pulse inputs | 369.138
SSU20-2.5-HR-PO | Heat, Ultrasonic, DN20, PN16, G1", 2,5m³/h, Pulse output | 342.006
SSU20-3.5-CR-M | Cooling, Ultrasonic, DN20, PN16, threaded G1", 3,5m³/h, M-bus | 405.552
SSU20-3.5-CR-MPI | Cooling, ultrasonic, DN20, PN16, G1", 3,5m³/h, M-bus + 3 pulse inputs | 441.966
SSU20-3.5-CR-PO | Cooling , Ultrasonic, DN20, PN16, G1", 3,5m³/h, Pulse output | 413.406
SSU20-3.5-HR-M | Heat meter, Ultrasonic, DN20, PN16, threaded G1", 3,5m³/h, M-Bus | 369.138
SSU20-3.5-HR-MPI | Heat, ultrasonic, DN20, PN16, G1", 3,5m³/h, M-bus + 3 pulse inputs | 405.552
SSU20-3.5-HR-PO | Heat, Ultrasonic, DN20, PN16, G1", 3,5m³/h, Pulse output | 377.706
SSU25-3.5-CR-M | Cooling, Ultrasonic, DN25, PN16, threaded G1 1/4", 3,5m³/h, M-bus | 460.53
SSU25-3.5-CR-MPI | Cooling, ultrasonic, DN25, PN16, G1 1/4", 3,5m³/h, M-bus+3 pulse input | 496.23
SSU25-3.5-CR-PO | Cooling , Ultrasonic, DN25, PN16, G1 1/4", 3,5m³/h, Pulse output | 469.098
SSU25-3.5-HR-M | Heat meter, Ultrasonic, DN25, PN16, threaded G1 1/4", 3,5m³/h, M-Bus | 422.688
SSU25-3.5-HR-MPI | Heat, ultrasonic, DN25, PN16, G1 1/4", 3,5m³/h, M-bus + 3 pulse inputs | 460.53
SSU25-3.5-HR-PO | Heat, Ultrasonic, DN25, PN16, G1 1/4", 3,5m³/h, Pulse output | 433.398
SSU25-6.0-CR-M | Cooling, Ultrasonic, DN25, PN16, G1 1/4", 6,0m³/h, M-bus | 669.732
SSU25-6.0-CR-MPI | Cooling, ultrasonic, DN25, PN16, G1 1/4", 6,0m³/h, M-bus+3 pulse input | 705.432
SSU25-6.0-CR-PO | Cooling , Ultrasonic, DN25, PN16, G1 1/4", 6,0m³/h, Pulse output | 678.3
SSU25-6.0-HR-M | Heat , Ultrasonic, DN25, PN16, G1 1/4", 6,0m³/h, M-bus | 631.89
SSU25-6.0-HR-MPI | Heat, ultrasonic, DN25, PN16, G1 1/4", 6,0m³/h, M-bus + 3 pulse inputs | 669.732
SSU25-6.0-HR-PO | Heat, Ultrasonic, DN25, PN16, G1 1/4", 6,0m³/h, Pulse output | 641.172
SSU40-10-HR-M | Heat , ultrasonic, DN40, PN16, G2", 10m³/h, M-Bus | 914.634
SSU40-10-HR-MPI | Heat, ultrasonic, DN40, PN16, G2", 10m³/h, M-Bus + 3 pulse inputs | 951.048
SSU40-10-HR-PO | Heat, ultrasonic, DN40, PN16, G2", 10m³/h, pulse output | 923.202
STEMHEATER | Stemheater 24V AC, 50W,protect the stem from freezing, for RVAN | 91.6776
T100 | Thermometer, 0...100°C, duct mounting | 20.6346
T40 | Thermometer, -40...+40°C, duct mounting | 17.5644
T60 | Thermometer, 0...60°C, duct mounting | 17.5644
TBI-10 | Setpoint device, -20...+10°C, panel mounting | 42.7686
TBI-100 | Setpoint device, 0...100%, panel mounting | 27.489
TBI-30 | Setpoint device, 0...30°C, panel mounting | 27.489
TBI-PT1000 | Setpoint device, 5...30°C, only for PT1000, panel mounting | 51.9792
TDS | Mounting spacer for insulated ducts | 26.775
TDT200-420 | Temperature transmitter, 0...50°C ±0.5°C, 4-20mA, duct mounting, IP65 | 127.5918
TG-A1/NI1000-01 | Clamp-on sensor with cable, Ni1000, 1000Ohm/0°C | 24.4188
TG-A1/NI1000-02 | Clamp-on sensor with cable, Ni1000 1000 Ohm/0°C | 24.4188
TG-A1/NTC10-01 | Clamp-on sensor with cable, NTC10k, 10kOhm/25°C | 21.42
TG-A1/NTC10-02 | Clamp-on sensor with cable, NTC10k, 10kOhm/25°C | 21.42
TG-A1/NTC10-03 | Clamp-on sensor with cable, NTC10k, 10kOhm/25°C | 21.42
TG-A1/NTC2.2 | Clamp-on sensor with cable, NTC2.2, 2252Ohm/25°C | 22.9194
TG-A1/NTC20 | Clamp-on sensor with cable, NTC20k, 20kOhm/25°C | 22.9194
TG-A1/PT100 | Clamp-on sensor with 1,5m cable, PT100, -30...+150°C, including clamp | 24.4188
TG-A1/PT1000 | Clamp-on sensor with 1,5m cable, PT1000, -30...+150°C, including clamp | 24.4188
TG-A130 | Clamp-on sensor with 1,5m cable, NTC, 0...30°C, including clamp | 19.1352
TG-AH3/NI1000-01 | Clamp-on sensor with housing, Ni1000, 1000Ohm/0°C, including clamp | 45.8388
TG-AH3/NTC1.8 | Clamp-on sensor with housing, NTC1.8k, 1800Ohm/25°C, including clamp | 43.554
TG-AH3/NTC10-01 | Clamp-on sensor with housing, NTC10k, 10kOhm/25°C, including clamp | 43.554
TG-AH3/NTC10-02 | Clamp-on sensor with housing, NTC10k, 10kOhm/25°C, including clamp | 43.554
TG-AH3/NTC20 | Clamp-on sensor with housing, NTC20k, 20kOhm/25°C, including clamp | 43.554
TG-AH3/PT100 | Clamp-on sensor with housing, PT100, -20...+120°C, including clamp | 45.8388
TG-AH3/PT1000 | Clamp-on sensor with housing, PT1000, -20...+120°C, including clamp | 43.554
TG-B130 | Bulb sensor with 1,5m cable, NTC, 0...30°C | 19.8492
TG-B150 | Bulb sensor with 1,5m cable, NTC, 20...50°C | 19.8492
TG-B160 | Bulb sensor with 1,5m cable, NTC, 0...60°C | 19.8492
TG-B190 | Bulb sensor with 1,5m cable, NTC, 60...90°C | 19.8492
TG-B4/NI1000-01 | Bulb sensor with 2m cable, Ni1000, -50...+110°C | 29.0598
TG-B4/NTC10-01 | Bulb sensor with 2m cable, NTC, -50...+110°C | 25.9896
TG-B4/NTC20 | Bulb sensor with 2m cable, NTC, -50...+110°C | 24.4188
TG-B4/PT1000 | Bulb sensor with 1.5m cable, PT1000, -50...+110°C | 24.4188
TG-B6/PT100 | Bulb sensor with 1.5m cable, PT100, -30...+100°C | 24.4188
TG-B6/PT1000 | Bulb sensor with 1.5m cable, PT1000, -50...+110°C | 24.4188
TG-D1/NI1000-01 | Immersion sensor with 1,5m cable, Ni1000, 1000Ohm/0°C, I=135mm | 34.4148
TG-D1/NI1000-02 | Immersion sensor with 1,5m cable, Ni1000, 1000Ohm/0°C, I=135mm | 34.4148
TG-D1/NTC1.8 | Immersion sensor with 1,5m cable, NTC1.8k, 1800Ohm/25°C, I=135mm | 32.844
TG-D1/NTC10-01 | Immersion sensor with 1,5m cable, NTC10k, 10kOhm/25°C, I=135mm | 31.3446
TG-D1/NTC10-02 | Immersion sensor with 1,5m cable, NTC10k, 10kOhm/25°C, I=135mm | 31.3446
TG-D1/NTC10-03 | Immersion sensor with 1,5m cable, NTC10k, 10kOhm/25°C, I=135mm | 31.3446
TG-D1/NTC2.2 | Immersion sensor with 1,5m cable, NTC2.2, 2252Ohm/25°C, I=135mm | 32.844
TG-D1/NTC20 | Immersion sensor with 1,5m cable, NTC20k, 20kOhm/25°C, I=135mm | 32.844
TG-D1/PT100 | Immersion sensor with 1,5m cable, PT100, -30...+70°C, R1/4", l=135mm | 34.4148
TG-D1/PT1000 | Immersion sensor with 1,5m cable, PT1000, -30...+70°C, R1/4", l=135mm | 34.4148
TG-D130 | Immersion sensor with 1,5m cable, NTC, 0...30°C, R1/4", l=135mm | 29.7738
TG-D150 | Immersion sensor with 1,5m cable, NTC, 20...50°C, R1/4", l=135mm | 31.3446
TG-D170 | Immersion sensor with 1,5m cable, NTC, 40...70°C, R1/4", l=135mm | 31.3446
TG-D2/PT1000 | Immersion sensor with 1,5m cable, PT1000, -30...+70°C, R1/4", l=220mm | 46.6242
TG-D3/NI1000-01 | Immersion sensor w cable, adj insert length 300mm, Ni1000, 1000Ohm/0°C | 52.6932
TG-D3/NI1000-02 | Immersion sensor w cable, adj insert length 300mm, Ni1000, 1000Ohm/0°C | 52.6932
TG-D3/NTC10-01 | Immersion sensor w cable, adj insert length 300mm, NTC10k, 10kOhm/25°C | 48.1236
TG-D3/NTC10-02 | Immersion sensor w cable, adj insert length 300mm, NTC10k, 10kOhm/25°C | 48.1236
TG-D3/NTC10-03 | Immersion sensor w cable, adj insert length 300mm, NTC10k, 10kOhm/25°C | 48.1236
TG-D3/NTC20 | Immersion sensor w cable, adj insert length 300mm, NTC20k, 20kOhm/25°C | 50.4084
TG-D3/PT100 | Immersion sensor, adj insertion length 300mm, PT100, -30...+70°C | 52.6932
TG-D3/PT1000 | Immersion sensor, adj insertion length 300mm, PT1000, -30...+70°C | 52.6932
TG-DH3/NI1000-01 | Immers sens w hous, Ni1000, 1000Ohm/0°C, R1/4", l=90mm, probe SUS304 | 45.0534
TG-DH3/NI1000-02 | Immers sens w hous, Ni1000, 1000Ohm/0°C, R1/4", l=90mm, probe SUS304 | 45.0534
TG-DH3/NTC1.8 | Immers sens w hous, NTC, 1.8kOhm/25°C, R1/4", l=90mm, probe SUS304 | 42.7686
TG-DH3/NTC10-01 | Immers sens w hous, NTC10k, 10kOhm/25°C, R1/4", l=90mm, probe SUS304 | 42.7686
TG-DH3/NTC10-02 | Immers sens w hous, NTC10k, 10kOhm/25°C, R1/4", l=90mm, probe SUS304 | 42.7686
TG-DH3/NTC10-03 | Immers sens w hous, NTC10k, 10kOhm/25°C, R1/4", l=90mm, probe SUS304 | 42.7686
TG-DH3/NTC2.2 | Immers sens w hous, NTC2.2, 2252Ohm/25°C, R1/4", l=90mm, probe SUS304 | 42.7686
TG-DH3/NTC20 | Immers sens w hous, NTC20k, 20kOhm/25°C, R1/4", l=90mm, probe SUS304 | 42.7686
TG-DH3/PT100 | Immers sens w hous, PT100, -20...+120°C, R1/4", l=90mm, probe SUS304 | 45.0534
TG-DH3/PT1000 | Immers sens w hous, PT1000, -20...+120°C, R1/4", l=90mm, probe SUS304 | 44.3394
TG-DH312/PT1000 | Immers sens w hous, PT1000, -20...+120°C, R1/2", l=120mm, probe SUS304 | 46.6242
TG-DH312/PT1000-170 | Immers sens w hous, PT1000, -20...+120°C, R1/2", l=170mm, probe SUS304 | 50.4084
TG-DH312/PT1000-50 | Immers sens w hous, PT1000, -20...+120°C, R1/2", l=50mm, probe SUS304 | 46.6242
TG-DH312/PT1000-90 | Immers sens w hous, PT1000, -20...+120°C, R1/2", l=90mm, probe SUS304 | 46.6242
TG-DHW3/NI1000-01 | Immers sens w hous, Ni1000, 1000Ohm/0°C, R1/2", l=90mm, well SUS304 | 58.0482
TG-DHW3/NI1000-02 | Immers sens w hous, Ni1000, 1000Ohm/0°C, R1/2", l=90mm, well SUS304 | 58.0482
TG-DHW3/NTC1.8 | Immers sens w hous, NTC, 1.8kOhm/25°C, R1/2", l=90mm, well SUS304 | 54.264
TG-DHW3/NTC10-01 | Immers sens w hous, NTC10k, 10kOhm/25°C, R1/2", l=90mm, well SUS304 | 54.264
TG-DHW3/NTC20 | Immers sens w hous, NTC20k, 20kOhm/25°C, R1/2", l=90mm, well SUS304 | 54.264
TG-DHW3/PT100 | Immers sens w hous, PT100, -20...+120°C, R1/2", l=90mm, well SUS304 | 58.0482
TG-DHW3/PT1000 | Immers sens w hous, PT1000, -20...+120°C, R1/2", l=90mm, well SUS304 | 57.3342
TG-DHW3/PT1000-120 | Immers sens w hous, PT1000, -20...+120°C, R1/2", l=120mm, well SUS304 | 60.333
TG-DHW3/PT1000-170 | Immers sens w hous, PT1000, -20...+120°C, R1/2", l=170mm, well SUS304 | 61.9038
TG-DHW3/PT1000-310 | Immers sens w hous, PT1000, -20...+120°C, R1/2", l=310mm, well SUS304 | 66.4734
TG-DHW3/PT1000-50 | Immers sens w hous, PT1000, -20...+120°C, R1/2", l=50mm, well SUS304 | 52.6932
TG-DHW3-CLIP | Replacement clip for TG-DHW1 | 16.065
TG-DHWA3/PT1000 | Immers sens w hous, PT1000, -20...+120°C, R1/2", l=90mm, well SUS316 | 65.688
TG-G130 | Floor sensor with 2.5m cable, NTC, 0...30°C | 25.2042
TG-G2/PT1000 | Floor sensor with 1.5m cable, -50...+110°C, PT1000, 5mm x 20mm, IP68 | 24.4188
TG-G2/PT1000-2.5 | Floor sensor with 2.5m cable, -50...+110°C, PT1000, 5mm x 20mm, IP68 | 26.775
TG-K3/NI1000-01 | Duct sensor with cable, Ni1000, 1000Ohm/0°C | 29.7738
TG-K3/NI1000-02 | Duct sensor with cable, Ni1000, 1000Ohm/0°C | 29.7738
TG-K3/NTC1.8 | Duct sensor with cable, NTC1.8k, 1800Ohm/25°C | 27.489
TG-K3/NTC10-01 | Duct sensor with cable, NTC10k, 10kOhm/25°C | 25.9896
TG-K3/NTC10-02 | Duct sensor with cable, NTC10k, 10kOhm/25°C | 25.9896
TG-K3/NTC10-03 | Duct sensor with cable, NTC10k, 10kOhm/25°C | 25.9896
TG-K3/NTC2.2 | Duct sensor with cable, NTC2.2, 2252Ohm/25°C | 27.489
TG-K3/NTC20 | Duct sensor with cable, NTC20k, 20kOhm/25°C | 27.489
TG-K3/PT100 | Duct sensor with 1,5m cable, PT100, -30...+70°C | 29.7738
TG-K3/PT1000 | Duct sensor with 1,5m cable, PT1000, -30...+70°C | 29.7738
TG-K3/PT1000/3,0 | Duct sensor with 3m cable, PT1000, -30...+70°C | 33.6294
TG-K300 | Duct sensor with 1,5m cable, NTC, -30...+30°C | 21.42
TG-K310 | Duct sensor with 1,5m cable, NTC, -20...+10°C | 21.42
TG-K330 | Duct sensor with 1,5m cable, NTC, 0...30°C | 21.42
TG-K340 | Duct sensor with 1,5m cable, NTC, 0...40°C, for Floorigo | 21.42
TG-K350 | Duct sensor with 1,5m cable, NTC, 20...50°C | 21.42
TG-K360 | Duct sensor with 1,5m cable, NTC, 0...60°C | 21.42
TG-KH3/NI1000-01 | Duct sensor with hous, Ni1000, 1000 Ohm/0°C, l=60...205mm,probe SUS304 | 51.9792
TG-KH3/NI1000-02 | Duct sensor with hous, Ni1000, 1000 Ohm/0°C, l=60...205mm,probe SUS304 | 51.9792
TG-KH3/NTC1.8 | Duct sensor with hous, NTC1.8k,1800Ohm/25°C, l=60...205mm,probe SUS304 | 49.6944
TG-KH3/NTC10-01 | Duct sensor with hous, NTC10k, 10kOhm/25°C, l=60...205mm, probe SUS304 | 49.6944
TG-KH3/NTC10-02 | Duct sensor with hous, NTC10k, 10kOhm/25°C, l=60...205mm, probe SUS304 | 49.6944
TG-KH3/NTC10-03 | Duct sensor with hous, NTC10k, 10kOhm/25°C, l=60...205mm, probe SUS304 | 49.6944
TG-KH3/NTC2.2 | Duct sensor with hous, NTC2.2, 2252Ohm/25°C, l=60...205mm, probe SUS30 | 49.6944
TG-KH3/NTC20 | Duct sensor with hous, NTC20k, 20kOhm/25°C, l=60...205mm, probe SUS304 | 49.6944
TG-KH3/PT100 | Duct sensor with hous, PT100, -30...+70°C, l=60...205mm, probe SUS304 | 51.9792
TG-KH3/PT1000 | Duct sensor with hous, PT1000, -30...+70°C, l=60...205mm, probe SUS304 | 51.1938
TG-KH3/PT1000-430 | Duct sensor with hous, PT1000, -30...+70°C, l=60...405mm, probe SUS304 | 56.5488
TG-MH3/PT1000 | Average sensor w hous, PT1000, -20...+70°C, l=60...75mm, duct mount | 187.068
TG-R4/NTC10-01 | Room sensor, NTC10k 10kOhm/25°C | 44.3394
TG-R4/PT1000 | Room sensor, PT1000, with 0...50°C setpoint adjustment | 48.909
TG-R4/PT1000-RB | Room sensor, PT1000, with red/blue setpoint adjustment | 50.4084
TG-R430 | Room sensor, NTC, with 0...30°C setpoint adjustment | 32.0586
TG-R5/NI1000-01 | Room sensor, Ni1000, 1000Ohm/0°C | 30.5592
TG-R5/NTC1.8 | Room sensor, NTC1.8k, 1800Ohm/25°C | 26.775
TG-R5/NTC10-01 | Room sensor, NTC10k, 10kOhm/25°C | 25.2042
TG-R5/NTC10-02 | Room sensor, NTC10k, 10kOhm/25°C | 25.2042
TG-R5/NTC10-03 | Room sensor, NTC10k, 10kOhm/25°C | 25.2042
TG-R5/NTC2.2 | Room sensor, NTC2.2, 2252Ohm/25°C | 26.775
TG-R5/NTC20 | Room sensor, NTC20k, 20kOhm/25°C | 26.775
TG-R5/PT100 | Room sensor, PT100, 0...50°C | 27.489
TG-R5/PT1000 | Room sensor, PT1000, 0...50°C | 27.489
TG-R530 | Room sensor, NTC, 0...30°C | 20.6346
TG-R540 | Room sensor, NTC, 0...40°C, for Floorigo | 25.2042
TG-R550 | Room sensor, NTC, 20...50°C | 26.775
TG-R5W | Wireless room temperature sensor | 156.6516
TG-R630 | Outdoor sensor, NTC, 0...30°C | 41.2692
TG-R6EW | Wireless outdoor temperature sensor, external PT1000 | 173.4306
TG-R6W | Wireless outdoor temperature sensor | 232.764
TG-UH3/NI1000-01 | Outdoor sensor, Ni1000, 1000Ohm/0°C | 36.6996
TG-UH3/NTC1.8 | Outdoor sensor, NTC1.8k, 1800Ohm/25°C | 34.4148
TG-UH3/NTC10-01 | Outdoor sensor, NTC10k, 10kOhm/25°C | 34.4148
TG-UH3/NTC10-02 | Outdoor sensor, NTC10k, 10kOhm/25°C | 34.4148
TG-UH3/NTC10-03 | Outdoor sensor, NTC10k, 10kOhm/25°C | 34.4148
TG-UH3/NTC20 | Outdoor sensor, NTC20k, 20kOhm/25°C | 34.4148
TG-UH3/PT100 | Outdoor sensor, PT100, -50...+70°C | 36.6996
TG-UH3/PT1000 | Outdoor sensor, PT1000, -50...+70°C | 35.9142
TH-120-1/2 | Sensor pocket for energy meter, 120 mm, qp 15 - 100m³/h | Cena uz pieprasījumu
TH-85-1/2 | Sensor pocket for energy meter, 85 mm, to qp 10m³/h | Cena uz pieprasījumu
TH-RV468 | Thermostatic head for RV2-valves | Cena uz pieprasījumu
TH-RV470 | Thermostatic head for RV2-valves | Cena uz pieprasījumu
TIM480N | Electronic timer 15-480min | 190.638
TLT100 | Temperature transmitter, 0...100°C ±2°C, 0-10V, immersion mounting | 110.8128
TLT100-420 | Temperature transmitter, 0...100°C ±2°C, 4-10mA, immersion mounting | 110.8128
TLT50 | Temperature transmitter, -30...+50°C, 0-10V, immersion mounting | 110.8128
TLT50-420 | Temperature transmitter, -30...+50°C, 4...20mA, immersion mounting | 110.8128
TM1-50 | Electronic thermostat, 230V, 16A, 20...50°C, wall mounting | 24.4188
TM1N/D | Electronic thermostat, 230V, 16A, 1-step, DIN-rail mounting | 78.6828
TM1N-24/D | Electronic thermostat, 24V, 16A, 1-step, DIN-rail mounting | 70.2576
TM1-P | Electronic thermostat, 230V, 16A, 0...30°C, wall mounting | 23.7048
TM2-24/D | Electronic thermostat, 24V, 10A, 2-step, 0...30°C, DIN-rail mounting | 107.7426
TP-AE | Terminal Protection kit for Ardo and Eedo controllers | 91.6776
TRAFO15N2/D | Transformer, 15VA, 230/24V, DIN-rail mounting | 46.6242
TRAFO40N3/D | Transformer, 40VA, 230/24V, DIN-rail mounting, 3 modules, IP20 | 54.264
TRAFO60 | Transformer, 60VA, 230/24V, wall mounting | 48.1236
TRAFO63/D | Transformer, 63VA, 230/24V, DIN-rail mounting, 3 modules, IP20 | 80.9676
TRAFO75 | Transformer, 75VA, 230/24V, wall mounting, excl. power cable | 71.8284
T-ROR:100 | Plastic T-branch for 6mm tubing, 100pcs | 25.9896
TRT5 | Temperature transmitter, 0...50°C, 0-10V, room mounting, IP30 | 100.8168
TRT50 | Temperature transmitter, 0...50°C ±0.3°C, 0-10V, wall mounting, IP65 | 126.0924
TRT50-420 | Temperature transmitter, 0...50°C ±0.3°C, 4-20mA, wall mounting, IP65 | 126.0924
TRT5-420 | Temperature transmitter -420, 0...50°C | 100.8168
TRT5-D | Temperature transmitter, 0...50°C, 0-10V, display, room mounting | 126.8064
TRT5D-420 | Temperature transmitter with display -420, 0...50°C | 126.8064
TRTC5 | Temperature transmitter, 0...50°C, Modbus, room mounting | 126.8064
TRTC5-D | Temperature transmitter, 0...50°C, display, Modbus, room mounting | 152.0106
TRY-RATT-1588 | Knob with scale 20...50°C for PULSER | 3.0702
TRY-RATT-2271 | Knob with scale 0...30°C for PULSER | 3.0702
TTC2000 | Electrical heating controller, 3-phase, 25A, 230V/415V, wall mounting | 421.26
TTC25 | Electrical heating controller, 3-phase, 25A, 230V/415V, DIN-rail mount | 339.864
TTC40F | Electrical heating controller, 3-phase, 40A, 230V/415V, DIN-rail mount | 431.256
TTC80F | Electrical heating controller 3-phase 80A 230V/415V,DIN-rail mounting | 575.484
TTKN1 | Pressure transmitter, 0-100kPa, 0-10V | 241.332
TTKN10 | Pressure transmitter, 0-1000kPa, 0-10V | 241.332
TTKN10-420 | Pressure transmitter, 0-1000kPa, 4-20mA | 241.332
TTKN1-420 | Pressure transmitter, 0-100kPa, 4-20mA | 241.332
TTKN16 | Pressure transmitter, 0-1600kPa, 0-10V | 241.332
TTKN16-420 | Pressure transmitter, 0-1600kPa, 4-20mA | 241.332
TTKN2.5 | Pressure transmitter, 0-250kPa, 0-10V | 241.332
TTKN2.5-420 | Pressure transmitter, 0-250kPa, 4-20mA | 241.332
TTKN25 | Pressure transmitter, 0-2500kPa, 0-10V | 276.318
TTKN25-420 | Pressure transmitter, 0-2500kPa, 4-20mA | 276.318
TTKN40 | Pressure transmitter, 0-4000kPa, 0-10V | 276.318
TTKN40-420 | Pressure transmitter, 0-4000kPa, 4-20mA | 276.318
TTKN6 | Pressure transmitter, 0-600kPa, 0-10V | 241.332
TTKN6-420 | Pressure transmitter, 0-600kPa, 4-20mA | 241.332
TT-S1 | Slave board for control of extra load to be used with TTC2000 | 61.9038
TT-S4/D | Step controller 4-stage, input 0-10V, DIN-rail mounting | 223.482
TT-S6/D | Step controller 6-stage, input 0-10V, DIN-rail mounting | 278.46
VA02 | Adapter for RTA(O)M actuators on LK valves | 9.1392
VA10 | Adapter for RTA(O)M actuators on Overtrop valves, M30x1,5 | 3.0702
VA13H | Adapter for RTA(O)M actuators on Controlli valves | 8.4252
VA16H | Adapter for RTA(O)M actuators on Herz valves | 9.1392
VA17 | Adapter for RTA(O)M actuators on MMA valves, M28x1,5 | 6.8544
VA18 | Adapter for RTA(O)M actuators on Honeywell V58 valves | 9.1392
VA26 | Adapter for RTA(O)M actuators on Giacomini valves | 4.5696
VA32 | Adapter for RTA(O)M actuators on TA valves, M28x1,5 | 3.0702
VA39 | Adapter for RTA(O)M actuators on Oventrop valves, M30x1,0 | 3.0702
VA41 | Adapter for RTA(OM) actuators on Danfoss valvesAB-QM | 3.0702
VA44H | Adapter for RTA(O)M actuators on Cazzaniga valves, M32x1,5 | 12.9948
VA50 | Adapter for RTA(O)M actuators on Honeywell valves, M30x1,5 | 3.0702
VA50H | Adapter for RTA(O)M actuators on Honeywell valves, M30x1,5 | 4.5696
VA54 | Adapter for RTA(O)M actuators on MMA valves, M28x1,5 | 3.0702
VA59 | Adapter for RTA(O)M actuators on Danfoss RAV/L valves | 9.1392
VA64 | Adapter for RTAM actuators on PCxx valves, M28x1,5 | 3.0702
VA66 | Adapter for RTA(O)M actuators on Industritechnik valves | 10.71
VA7010 | Adapter for valves with 2.7mm stroke | 3.0702
VA72 | Adapter for RTA(O)M actuators on Danfoss RAV/VMT valves | 24.99
VA748X | Adapter for PCMTV DN20-32, 6mm stroke valve | 3.0702
VA78 | Adapter for RTA(O)M actuators on Danfoss RA valves | 3.0702
VA80 | Adapter for RTA(O)M actuators on Heimeier valves, M30x1,5 | 3.0702
VA90 | Adapter for RTA(O)M actuators on Valsir valves, M30x1,5 | 3.0702
VAD-1/2 | Adapter (G1/2") temperature sensor (M10 x 1) directly in T-piece. | Cena uz pieprasījumu
VAD-3/8 | Adapter (G3/8") temperature sensor (M10 x 1) directly in T-piece. | Cena uz pieprasījumu
VAR-AVM | Adapter kit for Sauter type AVM324SF132 on Regin valves with 14mm stem | 53.4786
VAR-B1 | Adapter kit for Belimo type NV...-TPC on Regin valves with 10mm stem | 70.2576
VAR-B2 | Adapter kit for Belimo type NV...-TPC on Regin valves with 14mm stem | 70.2576
VAR-B3 | Adapter kit for Belimo type EV...-TPC on Regin valves with 14mm stem | 70.2576
VAR-S1 | Adapter for Siemens w/ 10mm connection on Regin valves with 10mm stem | 70.2576
VAR-S2 | Adapter kit for Siemens w 10mm connection on Regin valves w 14mm stem | 70.2576
VAR-SR | Adapter F05/F07, BW2 DN40-80 for SR-actuator | 42.0546
VAR-T1 | Adapter for TAC/Schneider M400/M800/M1500 on Regin valves w/ 10mm stem | 53.4786
VAR-T2 | Adapter kit for TAC/Schneider M400/M800/M1500 on valves with 14mm stem | 53.4786
VCA152DW-4 | Corrigo Ardo 15 I/O's, display, 1 RS485, 1 Web | 408
VCA152W-4 | Corrigo Ardo 15 I/O's, 1 RS485, 1 Web | 374
VCA283DW-4 | Corrigo Ardo 28 I/O's, display, 2 RS485, 1 TCP/IP, web server | 714
VCA283W-4 | Corrigo Ardo 28 I/O's, 2 RS485, 1 TCP/IP, web server | 680
VCV203DWM-2 | Corrigo Vido 20 I/O:s, display, 1 RS485, 1 TCP/IP, 1 M-Bus | 1046.01
VENTILAX:50 | Smoke emitters, 3-4min burn time, 50pcs | 207.774
VR2000 | Venturi tube for SDD..., 1940mm | 98.532
VR600 | Venturi tube for SDD..., 540mm | 25.9896
VSR-1 | Threaded fitting with coupling ring and gasket (1pc) (G1 1/4", R1") | Cena uz pieprasījumu
VSR-1 1/2 | Threaded fitting with coupling ring and gasket (1pc) (G2", R1 1/4") | Cena uz pieprasījumu
VSR-1/2 | Threaded fitting with coupling ring and gasket (1pc) (G3/4", R1/2") | Cena uz pieprasījumu
VSR-3/4 | Threaded fitting with coupling ring and gasket (1pc) (G1", R3/4") | Cena uz pieprasījumu
VTTB15-0,25 | Zone valve, 3-way (bypass), DN15, kvs 0.25, for RTAN/RTAOM | 25.2042
VTTB15-0,4 | Zone valve, 3-way (bypass), DN15, kvs 0.4, for RTAN/RTAOM | 25.2042
VTTB15-0,6 | Zone valve, 3-way (bypass), DN15, kvs 0.6, for RTAN/RTAOM | 25.2042
VTTB15-1,0 | Zone valve, 3-way (bypass), DN15, kvs 1.0, for RTAN/RTAOM | 25.2042
VTTB15-1,6 | Zone valve, 3-way (bypass), DN15, kvs 1.6, for RTAN/RTAOM | 25.2042
VTTB20-2,5 | Zone valve, 3-way (bypass), DN20, kvs 2.5, for RTAN/RTAOM | 28.2744
VTTB20-4,0 | Zone valve, 3-way (bypass), DN20, kvs 4.0, for RTAN/RTAOM | 61.1184
VTTB20-6,0 | Zone valve, 3-way (bypass), DN20, kvs 6.0, for RTAN/RTAOM | 63.4032
VTTR15-0,25 | Zone valve, 3-way, DN15, kvs 0.25, for RTAN/RTAOM | 23.7048
VTTR15-0,4 | Zone valve, 3-way, DN15, kvs 0.4, for RTAN/RTAOM | 23.7048
VTTR15-0,6 | Zone valve, 3-way, DN15, kvs 0.6, for RTAN/RTAOM | 23.7048
VTTR15-1,0 | Zone valve, 3-way, DN15, kvs 1.0, for RTAN/RTAOM | 23.7048
VTTR15-1,6 | Zone valve, 3-way, DN15, kvs 1.6, for RTAN/RTAOM | 23.7048
VTTR20-2,5 | Zone valve, 3-way, DN20, kvs 2.5, for RTAN/RTAOM | 26.775
VTTR20-4,0 | Zone valve, 3-way, DN20, kvs 4.0, for RTAN/RTAOM | 61.1184
VTTR20-6,0 | Zone valve, 3-way, DN20, kvs 6.0, for RTAN/RTAOM | 61.1184
VTTV15-0,25 | Zone valve, 2-way, DN15, kvs 0.25, for RTAN/RTAOM | 19.8492
VTTV15-0,4 | Zone valve, 2-way, DN15, kvs 0.4, for RTAN/RTAOM | 19.8492
VTTV15-0,6 | Zone valve, 2-way, DN15, kvs 0.6, for RTAN/RTAOM | 19.8492
VTTV15-1,0 | Zone valve, 2-way, DN15, kvs 1.0, for RTAN/RTAOM | 19.8492
VTTV15-1,6 | Zone valve, 2-way, DN15, kvs 1.6, for RTAN/RTAOM | 19.8492
VTTV20-2,5 | Zone valve, 2-way, DN20, kvs 2.5, for RTAN/RTAOM | 22.134
VTTV20-4,0 | Zone valve, 2-way, DN20, kvs 4.0, for RTAN/RTAOM | 54.264
VTTV20-6,0 | Zone valve, 2-way, DN20, kvs 6.0, for RTAN/RTAOM | 57.3342
X1178 | Power interface for Regio RC-...F controllers | 65.688
ZFCM-215X | Valve, 2-way, DN15, kvs 3.2, only for RVAFC | 27.489
ZFCM-220X | Valve, 2-way, DN20, kvs 4.6, only for RVAFC | 32.844
ZFCM-225X | Valve, 2-way, DN25, kvs 5.7, only for RVAFC | 36.6996
ZFCM-232X | Valve, 2-way, DN32, kvs 10, only for RVAFC | 59.619
ZFCM-315X | Valve, 3-way, DN15, kvs 3.2, only for RVAFC | 32.0586
ZFCM-320X | Valve, 3-way, DN20, kvs 4.6, only for RVAFC | 36.6996
ZFCM-325X | Valve, 3-way, DN25, kvs 5.7, only for RVAFC | 41.2692
ZFCM-332X | Valve, 3-way, DN32, kvs 8.4, only for RVAFC | 63.4032
ZMD215-0.25 | Control valve, 2-way, DN15, kvs 0.25, external thread, incl couplings | 83.2524
ZMD215-0.4 | Control valve, 2-way, DN15, kvs 0.4, external thread, incl couplings | 83.2524
ZMD215-0.6 | Control valve, 2-way, DN15, kvs 0.6, external thread, incl couplings | 83.2524
ZMD215-1.0 | Control valve, 2-way, DN15, kvs 1.0, external thread, incl couplings | 83.2524
ZMD215-1.6 | Control valve, 2-way, DN15, kvs 1.6, external thread, incl couplings | 83.2524
ZMD215-2.5 | Control valve, 2-way, DN15, kvs 2.5, external thread, incl couplings | 83.2524
ZMD215-4.0 | Control valve, 2-way, DN15, kvs 4.0, external thread, incl couplings | 83.2524
ZMD220-6.3 | Control valve, 2-way, DN20, kvs 6.3, external thread, incl couplings | 90.8922
ZMD225-10 | Control valve, 2-way, DN25, kvs 10, external thread, incl couplings | 97.818
ZMD232-16 | Control valve, 2-way, DN32, kvs 16, external thread, incl couplings | 123.7362
ZMD240-25 | Control valve, 2-way, DN40, kvs 25, external thread, incl couplings | 166.5762
ZMD315-0.25 | Control valve, 3-way, DN15, kvs 0.25, external thread, incl couplings | 83.2524
ZMD315-0.4 | Control valve, 3-way, DN15, kvs 0.4, external thread, incl couplings | 83.2524
ZMD315-0.6 | Control valve, 3-way, DN15, kvs 0.6, external thread, incl couplings | 83.2524
ZMD315-1.0 | Control valve, 3-way, DN15, kvs 1.0, external thread, incl couplings | 83.2524
ZMD315-1.6 | Control valve, 3-way, DN15, kvs 1.6, external thread, incl couplings | 83.2524
ZMD315-2.5 | Control valve, 3-way, DN15, kvs 2.5, external thread, incl couplings | 83.2524
ZMD315-4.0 | Control valve, 3-way, DN15, kvs 4.0, external thread, incl couplings | 83.2524
ZMD320-6.3 | Control valve, 3-way, DN20, kvs 6.3, external thread, incl couplings | 90.8922
ZMD325-10 | Control valve, 3-way, DN25, kvs 10, external thread, incl couplings | 97.818
ZMD332-16 | Control valve, 3-way, DN32, kvs 16, external thread, incl couplings | 123.7362
ZMD340-25 | Control valve, 3-way, DN40, kvs 25, external thread, incl couplings | 166.5762
ZSV-11 | Adapter 11x11x57, BW2 DN40-80 for SR-actuator | 52.6932
ZTR15-0,25 | Zone valve, 3-way, DN15, kvs 0.25 | 34.4148
ZTR15-0,4 | Zone valve, 3-way, DN15, kvs 0.4 | 34.4148
ZTR15-0,6 | Zone valve, 3-way, DN15, kvs 0.6 | 34.4148
ZTR15-1,0 | Zone valve, 3-way, DN15, kvs 1.0 | 34.4148
ZTR15-1,6 | Zone valve, 3-way, DN15, kvs 1.6 | 34.4148
ZTR20-2,0 | Zone valve, 3-way, DN20, kvs 2.0 | 41.2692
ZTR20-2,5 | Zone valve, 3-way, DN20, kvs 2.5 | 41.2692
ZTR20-4,0 | Zone valve, 3-way, DN20, kvs 4.0 | 41.2692
ZTR20-6,0 | Zone valve, 3-way, DN20, kvs 6.0 | 41.2692
ZTR25-7,0 | Zone valve, 3-way, DN25, kvs 7.0 | 60.333
ZTV15-0,25 | Zone valve, 2-way, DN15, kvs 0.25 | 26.775
ZTV15-0,4 | Zone valve, 2-way, DN15, kvs 0.4 | 26.775
ZTV15-0,6 | Zone valve, 2-way, DN15, kvs 0.6 | 26.775
ZTV15-1,0 | Zone valve, 2-way, DN15, kvs 1.0 | 26.775
ZTV15-1,6 | Zone valve, 2-way, DN15, kvs 1.6 | 26.775
ZTV20-2,0 | Zone valve, 2-way, DN20, kvs 2.0 | 32.0586
ZTV20-2,5 | Zone valve, 2-way, DN20, kvs 2.5 | 32.0586
ZTV20-4,0 | Zone valve, 2-way, DN20, kvs 4.0 | 32.0586
ZTV20-6,0 | Zone valve, 2-way, DN20, kvs 6.0 | 32.0586
ZTV25-7,0 | Zone valve, 2-way, DN25, kvs 7.0 | 45.8388
DTB10/10 | Diff. pressure transmitter for air, -100...+100Pa,0-10V or 4-20mA, LED | 219.912
DTT4-420 | Duct transmitter temperature 4...20mA | 85.5372
DTTH4-420 | Duct transmitter temperature/humidity 4...20mA | 337.008
ED-RU-BLACK | External room unit with setpoint offset | 74.8986
ED-RUD-2 | Flush-mounted room unit | 176.5008
ED-RUD-2-BLACK | Flush-mounted room unit, Black | 192.066
ED-RUD-2-FM | Backplate for FLUSH mounting to ED-RUD-2 | 7.6398
ED-RUD-2-FM-BLACK | Backplate for FLUSH mounting to ED-RUD-2, BLACK | 7.6398
ED-RUD-2-WM | Backplate for WALL mounting to ED-RUD-2 | 7.6398
ED-RUD-2-WM-BLACK | Backplate for WALL mounting to ED-RUD-2, BLACK | 7.6398
ED-RU-DFOCS-BLACK | External room unit w. display, Fan Speed, On/Off, built-in CO2 sensor | 355.572
ED-RU-DOCS-BLACK | External room unit with display, On/Off and built-in CO2 sensor | 329.154
ED-RU-H-BLACK | External room unit with hidden setpoint | 73.3278
HCA152DW-4 | Exigo Ardo 15 I/O's, display, 1 RS485, 1 TCP/IP | 626.892
HCA152W-4 | Exigo Ardo 15 I/O's, 1 RS485, 1 TCP/IP | 583.338
HCA282DW-4 | Exigo Ardo 28 I/O's, display, 1 RS485, 1 TCP/IP | 913.92
HCA283DWM-4 | Exigo Ardo 28 I/O's, display, 1 RS485, 1 M-Bus, 1 TCP/IP | 1111.698
HCA283WM-4 | Exigo Ardo 28 I/O's, 1 RS485, 1 M-Bus, 1 TCP/IP | 1068.144
HCV191DW-2 | Exigo Vido 19 I/O's, display, 1 TCP/IP | 646.884
HCV192DW-2 | Exigo Vido 19 I/O's, display, 1 RS485, 1 TCP/IP | 813.246
HCV203DWM-2 | Exigo Vido 20 I/O's, display, 1 RS485 1 M-Bus, 1 TCP/IP | 967.47
RC-C3H-BLACK | Regio zone controller, 0-10V or on/off, hidden setpoint, comm, room | 172.6452
RCC-C3HCS-BLACK | Room controller, 0...10V or On/Off, hidden, com, CO2 single beam | 461.958
RCC-CONN:10-BLACK | Connector plates for RCC room units, 10pcs, Black | 84.0378
RC-CONN:10-BLACK | Connector plates for RC room units, 10pcs, Black | 95.5332
RDAS10-24C | Damper actuator, 10Nm, Modbus RTU, 24V AC | 210.63
RDAS18S-24C | Damper actuator with spring return, 18Nm, Modbus RTU,24V AC/DC | 304.878
RDAS20-24C | Damper actuator, 20Nm, Modbus RTU, 24V AC/DC | 287.742
RDAS35-24C | Damper actuator, 35Nm, Modbus RTU, 24V AC | 309.876
RDAS5-24C | Damper actuator, 5Nm, Modbus RTU, 24V AC | 171.9312
RDAS7S-24C | Damper actuator with spring return, 7Nm, Modbus RTU, 24V AC/DC | 261.324
RVAZ2-230 | Valve actuator, 200N, 230V AC, 2-point/3-point | 93.177
RVAZ2-24 | Valve actuator, 200N, 24V AC, 2-point/3-point | 93.177
RVAZ2-24A | Valve actuator, 200N, 24V, 0-10V/4-20mA | 111.5268
TG-AH4/PT1000 | Clamp-on sensor with housing, PT1000, -20...+120°C, including clamp | 43.554

## HG (hidden)
Code | Description Eng | Description Swe | Business area | Item Family
00 | Others | Övrigt | Field | 00 - Others
10 | Passive sensors | Passiva givare | Field | 10 - Passive sensors
12 | Active sensors | Transmittrar | Field | 12 - Active sensors
14 | Humid | Fukt | Field | 14 - Humid
15 | CO2 | CO2 | Field | 15 - CO2
16 | Detectors | Detektorer | Field | 16 - Detectors
17 | Pressure | Tryck | Field | 17 - Pressure
20 | Triac | Elvärmeregulatorer | Field | 20 - Triac
22 | Thermostats | Termostater | Field | 22 - Thermostats
24 | Room controllers (Regio, RCP etc.) | Rumsregulatorer | Field | 24 - Room controllers (Regio, RCP etc.)
30 | Damper actuators | Spjällställdon | Field | 30 - Damper actuators
32 | Valve actuators | Ventilställdon | Field | 32 - Valve actuators
34 | Valves | Ventiler | Field | 34 - Valves
40 | Controllers (Optigo, Aqua, etc.) | Regulatorer och termostater | Field | 40 - Controllers (Optigo, Aqua, etc.)
42 | Corrigo, Exigo, RU | Reglercentraler | Controller | 42 - Corrigo, Exigo, RU
50 | System hardware | Systemprodukter | System | 50 - System hardware
52 | System software | Programvara | System | 52 - System software
99 | Non assortment |  | Others | 99 - Non assortment